## Main Summary
S U M M A R Y
SL N | ITEM DESCRIPTION | AMOUNT
1 | INTERIOR & ALLIED WORKS | 0
2 | REST ROOM WORKS | 0
3 | HVAC WORKS | 0
4 | ELECTRICAL WORKS | 0
5 | FAPA ,FIRE EXISTINGUSHER WORKS | 0
6 | NETWORKING, WIFI, EPBAX & CCTV WORKS | 0
| TOTAL AMOUNT (Exclusive of taxes) | 0
| CSGT @ 9% | 0
| SGST @ 9% | 0
| GRAND TOTAL (INCLUSIVE OF ALL TAXES) | 0
Sl No | EXCLUSIONS
1 | Whitegoods i.e TV , Projector, fridge etc. not included in the cost.
2 | Power and water during construction is provided by client free of cost.
3 | Power and water connections to be tap off from the floor not from the main panel of the building.
4 | AV active components Monitors, Projectors, Polycom, speakers, Amplifier & controls.
5 | Servers are not included in the cost.
6 | Any Government or Municipal authority approval not in the scope.
7 | Main Electrical Building Panel and feeders not included in the scope.
8 | WLD, VESDA, Rodent Reppelant System
9 | Floor Screeding not included in the scope.
10 | Main DG not included in the scope of works.
11 | Main Building pumping system not included in the scope.
12

## Interior & Allied works
SCHEDULE OF QUANTITIES FOR INTERIOR & ALLIED WORKS
SL | ITEM DESCRIPTION | UNITS | GF QTY | FF QTY | TOTAL QTY | RATE | AMOUNT | Remarks
A | CIVIL & ALLIED WORKS
1 | POP punning | SFT | 200 | 600 | 800 |  | 0
Providing and applying Punning for Solid concrete block works as specified area with Plaster of Paris from India Gypsum / Lagip / Roshan / Alagar, with average thickness of upto 6mm to 8mm thk on existing walls to proper level & plumb.
For builder walls & columns
2 | Demolition Works | SFT | 3180 | 3084 | 6264 |  | 0
Demolition of exsiting wall, partition & Granite flooring, Rest room tiles, all types of ceilings before quote vednor need to visit thee site once
3 | Demolition of Exisiting Windows & glass partitions. | SFT | 610 | 765 | 1375 |  | 0
4 | 150mm thk Solid concrete Block works | SFT | 222 | 360 | 582 |  | 0
Providing and Constructing Solid Concrete Block Masonry Wall (minimum compressive strength of 30 Kg/Sqcm) in cement mortar 1:5 (1 cement: 5 coarse sand) of consolidated 10mm thick with necessary scaffolding, curing, racking of joints, after every 5 couarse need to be insert a PCC concrete band of 1:1.5:3 ratio of 150mm thick concrete band for avoid hair cracks,leads & lifts to required distance & height, etc., Rate shall include cost of materials, labour, curing, loading and unloading, transportation, lead & lifts, necessary steel scaffolding and all other incidental charges, etc.., complete, as per standard specifications / approved drawings and as directed by engineer-in-charge.
For Breakout area/ dining area & elevctrical rooms
5 | Plastering Works | SFT | 1324 | 770 | 2094 |  | 0
Preparing the surface, Providing & applying plastering to Internal masonry walls, columns, beams, jambs etc., 12mm thick in CM 1:4 (1 cement: 4 fine sand) with lime rendering in line at all levels including hacking to RCC surfaces, providing 150 mm wide GI plaster mesh of Arpitha or equivalent approved make in the junctions of the masonry & RCC works, over electrical conduiting and wherever applicable as per manufacturer's specifications, plastering the mesh in CM 1:2. The work shall include cost of materials, labour, curing, all lead and lifts at all levels, loading and unloading, scaffolding and all other incidental charges etc., complete and as directed by the Engineer-in-charge.
For Reest roomS & 1st floor Breakout area
6 | MS structure with Puff sheet Roof | TONS | 0 | 0.81 | 0.81 |  | 0
Supply & installation of combination of ISMB,ISMC, BOX sections, MS plates & struss type structures with proper vertical MS column with stand all wind load, uplift load and dead load of puff sheet as per design detailes.
a | Providing & fixing double layered Precoated Galvalume/ GI Roof Sheeting made out of Plain precoated Galvalume sheet 0.5 mm thick for the base & 0.5 mm thick precoated profiled (corrugated ) sheet on top with a gap of 40 mm thick between the two sheets. The gap between the two sheets to be filled with Insulating material of PUFF of density as per manufacturers specifications. The cost to include that for all necessary screws, bolts, washers, scaffolding, etc complete | SFT | 0 | 220 | 220 |  | 0
b | Anchore Fastners with chemical groutings - Hilti - M 16 | Nos | 0 | 24 | 24 |  | 0
c | GI gutter with framed section 300mm x 250mm as per detailed dwgs | Rmt | 0 | 6.5 | 6.5 |  | 0
TOTAL COST OF CIVIL & ALLIED WORKS | [6 empty] | 0
B | GLASS PARTITION WORKS
1 | Glass partition system 45mm x 25mm | SFT | 430 | 200 | 630 |  | 0
| Supply & Installation of Single Glazed partition systems that are unitized, moveable/demountable/modular, floor-to-ceiling glazing systems as specified in dwg , consisting of extruded anodized aluminum sections of size having the top and bottom profiles with vertical sections as 45x25mm , The glass insert to be 10mm thk. toughened glass into the above extruded aluminum frame with PVC glazing gaskets. Partition up to a maximum false ceiling height or specified height as per the drawing of 2400mm from FFL. Make - Bottomline/Saint Gobain ( Frame) GLass - saint gobain | [5 empty] | 0
For cabins & meeting rooms
2 | Anodised Aluminum 3 track Sliding window | SFT | 610 | 765 | 1375 |  | 0
Providing & fixing Jindal aluminium section with approved 10- 15micron Anodised, Series A part 3--20735 (32mmx69.5mmx1.3mm) 0.793 kg/m sliding window shall have mosquito net, 5mm Plain glass(as per approved shade) of saint gobain or asahi make with all necessary EPDM gasket, 6mm thick wool-pile & accessories like steel body roller bearing, adequate size Metal-body/Plastic-body Star-lock make concealed lock etc. in complete. Make - Jindal - Frame Glass - Saint gobain
3 | Scafolding works for Window fixing & side plastering works | L/s | 0 | 1 | 1 |  | 0
TOTAL COST OF GLASS PARTITION WORKS | [6 empty] | 0
C | PARTITIONS & ALLIED WORKS
1 | Double Skin Gypsum Partition | SFT | 780 | 390 | 1170 |  | 0
| Providing & fixing 50 mm thick Gyp steel ultra floor & ceeiling channel partition which includes double layer of tapered edge 12.5mm thick Gypboard® Plain (conforming to IS 2095 Part 1:2011, Certified board) of size 1219x1829 mm having flexural strength – {Longitudinal > 500N & transverse > 180N} is screw fixed to C-stud in VERTICAL ORIENTATION on both the sides of C-stud. Gyproc® GypSerra™ (“Patented in India (325062)”) Metal frame work, designed in compliance with BS EN 14195 & manufactured using CR1 Grade Steel as per IS 513, having yield stress of 300 MPa & tensile strength of 340 MPa. 48mm x 36mm x 0.5mm gypsteel ultra C-stud {Material-IS 513, Y/S-300Mpa, Finish - AZ150 (IS 15961)} placed at 610mm c/c in 72x0.5mm Gypserra™ {Material-IS 513,Y/S-300Mpa, Finish - AZ150 (IS 15961)} floor and ceiling channel. 3. Floor & Ceiling channel is anchored to the floor & True ceiling using Gyproc® Rawl plug Ø8x45mm {Material-IS 513 CR1 grade, Zinc coating, Pull Out Load-6.8kN for M30 concrete grade} /Hilti X-GN20MX anchor fasteners at 600mm c/c in zig zag manner. 4. Floor channel to be wrapped with 70µ Self Adhesive LDPE moisture barrier film to further improve corrosion resistance performance. 12.5mm thick Gypboard® Plain board strip of 20mm width is placed between ceiling channel and RCC ceiling slab when deflection is more than 10mm & fire rating is more than 30min. 6. A Gypsteel ultra noggin channel {Material-IS 513,Y/S-300 Mpa, Finish - AZ150 (IS 15961)} of 20x0.5mm width has to be provided at the horizontal joints of the two boards. First layer of Gyproc® boards to be screw fixed with Gyproc® drywall screws of 25mm at minimum spacing of 600mm at centre and 600mm at periphery. Second layer to be screw fixed Gyproc® drywall screws of 35mm at minimum spacing of 300mm at centre and 300mm at periphery. 50mm Glass wool slab of density 20kg/m³ shall be placed in metal framework. Glass wool holding clip should be used to hold Glass wool slab in its position. 9. Finally square and tapered edges of the boards are to be jointed and finished so as to have a flush look which includes filling and finishing with Gyproc® Pro-Fill Jointing compound, (Conforms to ASTM C475), Gyproc® Joint Paper tape or fiber tape. 10. The junction of the partition with masonry & all penetration through the partition has to be treated with Hilti/Pyroplex fire and acoustic sealant. 11. All other detailing and specifications to be followed as per approved drawing of Gyproc. | [5 empty] | 0
| For Reception area, Meeting Rooms & Cabins | [5 empty] | 0
TOTAL COST FOR PARTITION & ALLIED WORKS | [6 empty] | 0
D | PANELING WORKS
1 | Colored Glass paneling - white board | SFT | 40 | 60 | 100 |  | 0
Providing and fixing of 6mm thk lacqured glass color as approved by the architect in panel sizes as indicated with all edges machine polished and the panel fitted on 6mm thick ply paneling to wall /partition, in workman like manner, with heavy duty 3M adhesive tape as per design and detail. Make - Sanit gobain & century ply
For Meeting Rooms & cabins
2 | Single skin ply cladding with Ply Frame work or GI frame work | SFT | 150 | 200 | 350 |  | 0
Average 40mm to 62.5 mm thk panelling comprising of GI stud or Plywood frame works @ 600mm x 600mm distance for plywood frame work & for GI frame 300mm c/c verticly for columns only and 600mm c/c nogging channels and one base layer of on 8mm thk plywood one sides or as per the detailed dwgs. The layer of 8mm thk plywood panelling will continue to false ceing height ( 3048mm from FFL) and plywood frame works supports shall continue to true slab as required for anchorage.
Location: column cladding
3 | Single skin gypsum cladding | SFT | 150 | 200 | 350 |  | 0
Average 40mm to 62.5 mm thk panelling comprising of GI stud or Plywood frame works @ 600mm x 600mm distance for plywood frame work & for GI frame 300mm c/c verticaly for columns only and 600mm c/c nogging channels and one base layer of on 12.5mm thk Gypsum board one sides or as per the detailed dwgs. The layer of gypsum will start at false ceiling height (i,e 2400mm to true ceiling) and stud or ply frame work shall continue to true slab as required for anchorage.
Location: column cladding above the acoustic level
4 | Laminate Wall panelling | SFT | 65 | 0 | 65 |  | 0
Providing and fixing paneling on walls at locations as indicated, to proper line, level and plumb, fabricated out of 50mm x 25mm Extruded Aluminium box sections of "Jindal" make fixed to the wall @ 600mm c/c both ways and cladded with one layer of 12mm thick ply finished in approved shade of 1mm thick laminate Depth of boxing shoud be done as per GFC dwgs. Laminate has to be press without undulation & bubbles. Cost of paneling to include making of necessary cutouts for Electrical / other conduiting and outlets. Rate to include all necessary accessories and requirements for fixing wall mounted equipments/MEP services etc( if any). Make - Greenlam/century
5 | HDF Slat Panneling 50mm x 25 mm | SFT | 48 | 42 | 90 |  | 0
Supply & installation of 25mm thk HDF CNC cut Mdf panneling over the exisiting gypsum partition & Cost should be inclusive of Duco Paint as per approved samples by architect.
6 | Designer Privacy partition | SFT | 0 | 72 | 72 |  | 0
Supply and installation of designer glass partition with poweder coated frame with 8mm thick Reeded Glasses & tinted glass combinations as per design & thickness of frame should be 50mm x 10mm square hellow section for holding glass & main supports same as 50mm x 10mm thk hallow section as per detailed drawings & anchore to floor & ceiling with rigid support systems with flange caps. reff Image Make - Glass - Saint gobain & frame - Jindal
7 | Acoustic Wall panelling | SFT | 55 | 75 | 130 |  | 0
Providing & fixing Acoustic PET Panelling - Accoustic PET panelling installing over existing wall/column surface directly using with the help of SR adhesive as per approved design and patterns. Accoustic PET core 12mm or 9mm thick approved color and NRC of 0.6 & above.The rate shall also include the cost of providing & fixing. Make - tranquil/Vividha/anuetone
TOTAL COST FOR PANELING WORKS | [6 empty] | 0
E | FALSE CEILING WORK
1 | Gypsum Ceiling | SFT | 1350 | 1150 | 2500 |  | 0
Providing and fixing Gypsum False Ceiling of which includes G.I.Perimeter Channels of size .55mm thick (having One Flange of 20mm. and another flange of 30mm and a web of 27mm) along with perimeter of ceiling, screw fixed to brick wall / partition with the help of Nylon sleeves and screws at 610mm centers. Then suspending G.I. intermediate channels of size 45mm (0.9mm thick with 2 flanges of 15mm each) from the soffit at 1220mm centers with ceiling angle of width 25mm X 10mm X 0.55mm thick fixed to soffit with G.I. cleat and steel expansion fasteners. Ceiling section of 0.55mm thick having knurled web of 51mm and 2 flanges of 26mm each with lips of 10.5mm are then fixed to the intermediate channel with the help of connecting clips and in direction perpendicular to the intermediate channel at 280 mm centers.
12.5mm tapered edge Gypboard (conforming to IS 2095-1982) is then screw fixed to ceiling section with 25mm dry wall Philips screws at 230mm centers. Screw fixing is done mechanically with drilling machine with suitable attachment. Finally tapered edges of the Gyp boards are to be jointed and finished so as to have a flush look which includes filling and finishing with jointing compound/ sealants, paper tape etc complete as per the recommended practices of India Gypsum. Rate to be included all kinds of profiles and cut outs required for light fixtures, Speakers, Smoke detector, trap doors and AC grill in the ceiling. Mode of measuremnets only surface area - there is no vertical mesurements Make - Saint gobain - gyp ultraa
| For Meeting rooms, cabins & rest Rooms | [5 empty] | 0
0
2 | Grid Ceiling | SFT | 520 | 750 | 1270 |  | 0
Providing and fixing in the true horizontal level false ceiling system of Armstrong world industries. The suspension system shall be the Armstrong Trulock Silhouette revealed profile grid system with 15mm wide flanges incorporating a 3mm or 6mm central recess color black or white revealed Silhouette main runners and cross tees to have mitered ends with birds mouth notches to provide mitered cruciform junctions. Main runners to be spaced at 12mm c/c fixed by using 2mm pre straightened GI Wire. Main tee, rotary stitched of size 15mm x44mmx3600mm at every 1200mm c/c maximum and 1200mm cross tee of size 15mmx44mm x1200mm at every 600 mm c/c maximum and 600mm c/c cross tee of size 15mmx44mmx600mm at every 1200mm c/c maximum and 19mmx19mmx3000 wall angle "all-round the wall to form grid size of 600mmx600mm and suspending the grid using 2mm prestraightened GI Wire and 6mm nylon raw plug at every 1200mm intervals at the main tee and laying of dunne premier micro look mineral fiber tiles of NRC 0.7 manufactured by Armstrong world industries of size 600mmx600mmx15mm over the formed grid complete. Make - Armstrong
| For workstation area | [5 empty] | 0
3 | Baffle ceiling | SFT | 100 | 165 | 265 |  | 0
Baffle Ceiling :Supply of baffle ceiling this shall consist of 'U' shaped 0.5mm thick GAL section , The size of the 'U' sections shall be 25x100mm with baffle to baffle 100mm and centre to centre 125mm (which can be modified as per architect/designers requirement) available in length of 3200mm which can be modified as per the architect design .The baffles shall be fixed to each other using framework of size 25mmx15mm made using 0.8mm thick GI sheet which is folded and bent to desired profile finished with powder coating. These mild steel framework/sections shall be inserted between two members and fixed using self interlocking system. The mild steel framework in turn are fixed on to he true ceiling above using a suitable suspension system consisting of nuts, Washers, 6mm GI rod and anchor fasteners. This ceiling facilitates easy maintenance. Rate to includes necessary supports as per manufacturer specification. The ceiling and the accessories are provided with powder coated thickness of 70-80 microns.
For Meeting rooms
TOTAL COST FALSE CEILING WORKS | [6 empty] | 0
F | DOOR & DOOR FRAMES WORK
1 | Single Leaf Glass Door with Aluminum frame of size 45mm x 45mm (1000mm x 2100mm) (GD3) | NOS | 3 | 3 | 6 |  | 0
| Providing and Fixing single leaf glass door with 4 Hinges and 12mm thk toughened glass shutter & aluminum frame of size 45mm X 45mm with approved powder coated. Each shutter to have Mortise lock, Door closer ( hold open door closer) latch with lock liver handle & other fixtures from Gaze or equivalent as per detailed drawings Make - Saint gobain & Gaze fittings Frame - Saint gobain/ Bottomline | [5 empty] | 0
For cabins & meeting rooms
1.a | Same as above spec Size of door 1100x2100mm (GD2) | NOS | 1 | 1 | 2 |  | 0
1.b | Double leaf Glass Door Entry door (GD1) | NOS | 1 |  | 1 |  | 0
2 | Solid Flush Door with Aluminum Door Frame 45mm x 45mm( 1000mm X 2100mm) - D3 | NOS | 1 | 1 | 2 |  | 0
Laminated Door Shutter - Providing and fixing 30mm thick single leaf Solid Core Flush Shutter made out of 30mm flush shutter with TW lipping alround finished with 1.5 mm laminate on both sides.Door shutters with vision panel of size - 400 mm x 200mm with 8mm glass. Shutter edges to be duco painted/polished with matching color complete as per drawing including all necessary hardwares. Door Shutter to have aluminum profile sections /door frames from approved make ,The rate shall be inclusive of providing & fixing of accessories like Door closer, hinges, screws & Mortise lock with liver handle complete set from dorset. Make - Century / greenlam
3 | Fire Rated Door(1100 mm x 2100 mm) - FD1 | NOS | 2 | 0 | 2 |  | 0
Providing and fixing of metal fire rated doors as per BS: 476 Part- 20 & 22 & IS 3614 part-1 & part-2 for stability, integrity and thermal insulation. Recommended fire door shall have doors tested at CBRI for maximum rating of 2hrs . Individual Test certificates should be available for glass used in vision-lites confirming the required fire ratings. Proper label confirming the type of door and the hourly rating is mandatory. Door consists of D handle, Mortise lock, vision panel, Door closer.
For Electrical Room & Backside entry
| Type 2 size - 1000mm x 2100 mm ( Specification as same as above) - FD2 | NOS | 0 | 1 | 1 |  | 0
TOTAL COST FOR DOOR & DOOR FRAME WORKS | [6 empty] | 0
G | CARPENTRY TABLES AND COUNTER WORKS
1 | Laminated Storage with shutters | SFT | 58 | 36 | 94 |  | 0
Laminated Storage with shutters - Fabricating and fixing 450 mm deep full ht. storage unit constructed out of 19 mm. thk comm. ply sides and 19 mm thick comm.ply full height shutters-side hung with laminate, 12 thk BW lipped com ply bottom. Outside other than shutter shall be with 1mm laminate and inside of the units shall be finished with 0.6mm laminte all over. All exposed wooden surfaces to be duco painted with 19mm thk black granite finish, necessary SS hardware like Spring box hinges, Handles, Al. tower bolt, Ball catch, multipurpose lock from Hafele or equivalent complete. Make - green lam/ Century/merino/archid
For Cabins
2 | Café Counter Storage with granite top | SFT | 0 | 45 | 45 |  | 0
Fabricating & Providing Pantry Counter of size Length as per GFC dwgs x 750mm x 850mm,Fabricating and fixing 650 mm deep box type storage counter with shutters & set of 2 drawers as shown in the drawing. The unit to be fabricated with 19mm thick Marine ply finished with approved 1mm thk laminate on the exposed surfaces and 0.8mm laminate on side surfaces, the counter top shall be provided with 19mm thick mirror polished approved granite slab with flat edge as shown in the drawing. The rate shall also include cost of necessary SS hardware like spring box hinges, telescopic channle, handles, Al. tower bolt, multipurpose lock, etc. Make - green lam/ Century/merino/archid
| Above counter Storage for Pantry | SFT | 0 | 45 | 45 |  | 0
| SS sink - Jayna/cera Jayna Galaxy Single Pressed Stainless Steel Single Bowl Kitchen Sink with Waste Coupling - Matt (20 x 16 x 9) inches | NOS | 0 | 1 | 1 |  | 0
| Sink Tap - Jaquar Flornetine FLR-CHR-5179B Side Single Lever Sink Mixer with Swinging Spout (Table Mounted) with 450mm Long | NOS | 0 | 1 | 1 |  | 0
| Angle cock - Jaquar AQT-CHR-3057P Silver Stainless Steel Chrome Finish Stop Cock | NOS | 0 | 1 | 1 |  | 0
| Plumbing for supply & waste line combination of 50mm & 25mm pipes - Astral pipes | L/S | 0 | 1 | 1 |  | 0
3 | Repro Counter | SFT | 10 | 26 | 36 |  | 0
Fabricating & Providing low height storage of size 1200X600x750 mm fabricated out of 19mm ply with 1mm thk approved laminate from the outside and 0.8 mm inner white laminate on the inside. All storages to have a backing of 8mm thk ply. Shelves also to be lined with 0.8mm laminate from inside. All exposed edges to be finished matching PVC edge binding. 45 degree type finger groove handles , SS hinges, tower bolts, Shutter magnets (Medium), locks, tower bolts, hinge etc and all necessary hardware of approved make all complete as per drawing and details. Makes- Century / greenlam/merino/ Archid
4 | Reception Table | SFT | 38 | 0 | 38 |  | 0
Fabricating & Providing Reception Table of overall size of 3300 x 900x 1050 mm & constructed out of 19mm thick comm plywood finished with app. laminate The table is provided with a 250mm wide & 1050 mm high transaction to the work surface. The transaction top, table work top & as indicated in the drawing shall be provided. The rate shall also include cost of melamine for slated wood. The rate shall also include cost of providing pedestal unit over all size 450x500x600 mm made of 19mm thk ply all external surface to finished with 1mm thk glossy laminate & internal surface to finished with 0.8mm laminate. pedestal unit to have set of 3 drawers with all necessary hardware like telescopic channel, handle, lock etc. of approved laminates shades. Make - Century / Greenlam/ Merino/ Archid
5 | Ledge seating with Fabric finish | SFT | 35 | 86 | 121 |  | 0
Booth Seating with Cushion with Leatherite - Fabricating and Providing As per room size length X 600mm Benches constructed out of 19mm thick commercial ply and finished in approved 1.5mm thick approved laminate. The base support of the booth seating shall be supported on the powder coated MS square or wood supports /rectangular sections. The seating shall be provided with a 50mm thick cusion to profile with Leatherite/Response Make -Make -Greenlam/century/archid/Nexgen/response/foxleather
For Meeting rooms
6 | Laminated Boxing | SFT | 0 | 40 | 40 |  | 0
Supply & installation of laminated boxing with approved 1mm thk lamianted both outside & inside, boxing are made up of 19mm thk MR grade ply with an thickness of 50mm thick as per destailed drawing and fixed to over the existing wall.
TOTAL COST FOR CARPENTRY TABLES AND COUNTER WORKS | [6 empty] | 0
H | FINISHES WORK
1 | Tractor Emulsion painting | SFT | 4620 | 5280 | 9900 |  | 0
Providing and Painting of wall with 2 coats of Tractor Emulsion paint of approved shade & make etc., including all necessary surface preparation. The applying surface shall be cleaned, filled & applied with 2 coats of primer so as to achieve an even surface to apply paint.
| For all gypsum partition, Ceiling & base builder wall | [5 empty] | 0
0
2 | Oil Base Primer | SFT | 400 | 450 | 850 |  | 0
| Providing and applying of two coats of oil base primer of surface preparation with two coats of putty, primer and sanding all complete. With the necessary drying periods for each coat. Approved make including preparation of surface by through cleaning before applying the wall paper for the wall. | [5 empty] | 0
For Wallpaper & graphic Area
3 | Plain Glass frosting | SFT | 218.6533 | 45 | 263.6533 |  | 0
| Providing and fixing Frosted film to glass as per design using 3M or equivalent make film. | [5 empty] | 0
| For glass partition 1/3rd area considering | [5 empty] | 0
4 | Vinyl designer Graphic | SFT | 200 | 180 | 380 |  | 0
Providing and fixing Vinyl Graphic film from 3M to glass & fixed as per manufacturer standards.
5 | Wallpaper | SFT | 460 | 580 | 1040 |  | 0
Providing & Fixing Vinyl based Wall Coverings/ Papers on walls or partitions/panelling. The measurement shall be for the laid area and no extra for wastage shall be paid. The required surface preperation will be measured & paid seperately.
6 | Directional Sinages | NOS | 15 | 15 | 30 |  | 0
Providing and fixing SS 304 grade /Acrylic letter with Vinyl Graphic film 3M to glass or approved surface, Push, Pull, Rest room, staircase..etc
TOTAL COST FOR FINISHING WORKS | [6 empty] | 0
I | FLOORING WORK
1 | Rugs for Collab Area | SFT | 150 | 210 | 360 |  | 0
Providing & Supplying Jaipur rugs/cocoon 69% handcarded wool and 31% bamboo silk modern design with hand knotted. Made with hand carded woollen yarn and natural handspun silk, this collection is an addition at more affordable price points - although it competes with our other high-end collections in looks and texture. Make - cocoon / Jaipur rugs
For Collab area
2 | Tile Flooring
Providing and Laying vetrified tiles/ceramic tile flooring satin finish of the following sizes. Flooring to be laid using rubber latex based adhesive from Roff / Laticrete or equivalent as per manufacturer specifications. over a 5mm to 8mm thk roff cement mortar bedding of avg. thickness upto 8mm as required to level. The flooring to be done as per design and pattern shown on the drawings inclusive of all joints to be paper joints tile to tile & grouted with matching color grout with grouting compound.
| For workstation area - Khajaria - 1200mm x 1200mm size Basic rate - 130.00 | SFT | RO | RO | 0 |  | 0
| For Meeting rooms & cabins - Khajaria - 1200mm x 200mm size Basic rate - 90.00 | SFT | RO | RO | 0 |  | 0
3 | Carpet Flooring | SFT | RO | RO | 0 |  | 0
Providing & Supplying Carpet Tile in Graphic Design for the specified areas as per approval design & pattern, sizes 500mm x 500mm or 1200mm x 200mm tiles carpet -20 ounce nylon base carpet The Carpet shall be trimmed neatly at Walls, and around interruptions, The laid Carpet shall be smooth and free of bubbles, puckers and other defects. To include all cut-outs required for electrical services, etc.. BAsic rate - 130.00 Make - Tutex/Heritage
4 | Epoxy Flooring | SFT | 190 | 50 | 240 |  | 0
Surface Preparation:- The floor area shall be cleaned to make it free from all dirt, dust, loose particles, wax, polish, efflorescence, laitance, curing compound and other contaminants shall be removed completely. All sharp edges shall be grinded to make them flush with the surface. All smooth surfaces shall be made rough by mechanical means to provide mechanical key for the subsequent application. Primer:- Providing and applying R 3 E, solvent free epoxy primer using a brush or short / medium pile roller by ensuring a uniform coating is achieved and compensated the differences in surface porosity, allowing to dry for 24 Hrs, etc and complete as per manufacturer's specification. Epoxy screed:- Providing and installing, R 24 CE, high Performance, self levelling, epoxy resin flooring system by mixing all 3 components usingheavy duty slow speed drilling machine fixed with mixing paddle, pouring of mixed material on the primed surface and spreading it using suitable trowel / pin rake trowel at 3mm Thickness ,gently rolling the spike roller to remove the entrapped air, etc and complete as per manufacturer's specification. Epoxy flooring:- Providing and installing at 2 mm thick, R 25 CE, high performance, epoxy resin flooring system by mixing all 4 components using heavy duty slow speed drilling machine fixed with mixing paddle, pouring of mixed material on the screed surface and spreading it using suitable trowel / pin rake trowel, gently rolling the spike roller to remove the entrapped air, etc and complete as per manufacturer's specification.
5 | Luxury Vinyl Tile Flooring | Sft | 240 | 270 | 510 |  | 0
Providing and laying in pattern luxury vinyl tiles as described in the specification & drawing etc. complete as per directions from consultant/Architect/DMC
Gauge - 5mm Finish - M-Force Enhanced Urethane Installation - Loose Lay with Perimeter Glue Recommended Adhesive - MS160 spray. May also use M95.0 Acrylic LEED (IGBC) Compliant Certification - FloorScore Certified Recycled Content - Minimum 8% bio-based renewable resource content by total product weight Basic Price : 180/- sft
6 | Granite floor polishing | Sft | 1700 | 1990.6 | 3690.6 |  | 0
Polishing of stone/granite flooring by mechanical means including suitable joints filling and supply of all materials etc. to an approved finish as per standard specifications using specified no.of carborundum stones.
In case of floor area, polishing to be done only to the required limit so that the floor is not slippery to achieve the best result.
TOTAL COST FOR FLOORING WORKS | [6 empty] | 0
J | MODULAR FURNITURE AND LOOSE FURNITURE
1 | Modular Linear Work Station (1200 X 600 X 750 mm) - Make - ISIT/SPACE/Transteel | NOS | 9 | 21 | 30 |  | 0
Linear Workstations : Providing and Installing Beam based modular workstations designed for heavy loads with following specifications. Privacy Screen -25mm thk with farme based privacy partition Writing Boards - Each workstation to be provided with laminated Table top surfaces and trim edges. laminate as per approved. Table Top - 25MM thick interior grade pre laminated particle board / MDF finished with approved laminate surface, to profile & shape. The edges will be provided with 2mm thick PVC beeding & all exposed corners of the table top shall be rounded off as per the details given in the drawing. The table top shall be supported with powder coated MS brackets, where required / specified. The table top shall be provided with scallops/wire manager and Flip open boxes as shown in the drawing. Wire Management - The center beam shall have the provision to carry both power & data cables in separate channels. The Beam shall also carry the provision for carrying the cables to the individual workstations for termination. The Flip open box/arrangement with provision for mounting the power/data box & face plate for end terminations. The flip open box shall be powder coated with specified colour. End Support Legs - Each cluster of workstations shall be provided with a powder coated MS support leg at the free end of workstation including a supporting bracket connecting the support leg to the workstation partition as shown.
2 | TYPE 2 Work Station (Main Table - 1200 X 600 X 750 mm) - Make - ISIT/SPACE/Transteel | NOS | 4 | 3 | 7 |  | 0
Linear Workstations : Providing and Installing Beam based modular workstations designed for heavy loads with following specifications. Privacy Screen -25mm thk with farme based privacy partition Writing Boards - Each workstation to be provided with laminated Table top surfaces and trim edges. laminate as per approved. Table Top - 25MM thick interior grade pre laminated particle board / MDF finished with approved laminate surface, to profile & shape. The edges will be provided with 2mm thick PVC beeding & all exposed corners of the table top shall be rounded off as per the details given in the drawing. The table top shall be supported with powder coated MS brackets, where required / specified. The table top shall be provided with scallops/wire manager and Flip open boxes as shown in the drawing. Wire Management - The center beam shall have the provision to carry both power & data cables in separate channels. The Beam shall also carry the provision for carrying the cables to the individual workstations for termination. The Flip open box/arrangement with provision for mounting the power/data box & face plate for end terminations. The flip open box shall be powder coated with specified colour. End Support Legs - Each cluster of workstations shall be provided with a powder coated MS support leg at the free end of workstation including a supporting bracket connecting the support leg to the workstation partition as shown.
3 | Pedestal Units with Cushion - Make - ISIT/SPACE/Transteel | NOS |  |  | RO
Providing and Installing free standing Pre-laminated/Laminated Pedestal Storages on Castors with an indicative of size 400 mm (w) X 450mm (d) X 650 mm (h) for workstations, etc; fabricated out of 19mm prelam board / MDF. Storage unit to have two drawers & one filing unit with front / side 3 drawer locking facility & the unit will be on castors & top of pedestal provided with cushion of approved color fabrics.
4 | Cabin Table | NOS | 2 | 2 | 4 |  | 0
Providing and installing Laminated table top with PVC edge beading, supported on Metal legs. The table shall have a foolproof wire/cable management system for carrying the wire / cables from floor to the switch/socket boxes provided at the table top level. The table shall be provided with specified number of Flip open boxes with sockets/switches for power/voice-data cables and raceways below the table top. Main table size - 1800mm x 750mm x 750mm Side Table size - 1200mm x 750mm x 750mm Make - ISIT/SPACE/Transteel
5 | Modular side Storage Units for Cabin & workstation area
Supplying & Installing modular prelam board storage units 450mm depth, including shelves and shutters with prelaminated board with PVC edge beading complete as shown in the drawing . The cost to include all hardware like hinges, lock, SS Handles, etc; complete as directed. Make - ISIT/SPACE/Transteel
| Size : 1200mm x 450mm x 750mm - Combined storge with privacy panel - like workstation areas same - ( For 1500 width workstation) | NOS | 3 | 3 | 6 |  | 0
| Size : 1200mm x 450mm x 1100mm - with planetr box tops ( without planters) | NOS | 5 | 7 | 12 |  | 0
| Size : 3000mm x 450mm x 1100mm - with planetr box tops ( without planters) | NOS | 1 | 0 | 1 |  | 0
| Size : 1200mm x 450mm x 750mm - For incharge area | NOS | 1 | 0 | 1 |  | 0
| Size : 2200mm x 450mm x 750mm - For cabins | NOS | 1 | 1 | 2 |  | 0
| Size : 2600/2700mm x 450mm x 750mm - For cabins | NOS | 1 | 1 | 2 |  | 0
| Size : 1800mm x 450mm x 750mm | NOS |  | 0 | 0 |  | 0
6 | Cabin Chairs | NOS | 2 | 2 | 4 |  | 0
Supply of Medium Back chairs with head rest, Arms & Fabric or Mesh Upholstery: Chairs with Mesh OR Fabric upholstered revolving Chairs with 5 prong nylon base with twin-wheel 65mm nylon castors with crome finish prong, height adjustable with gaslift, slide mechanism, angle lock for back, synchronized knee tilting mechanism with multiple locking system, ABS for seat and height adjustable adjustable arms, complete as per manufacturers standard specifications. Make - ISIT/ Promaxx/Chairwala
7 | Task Chairs | NOS | 26 | 34 | 60 |  | 0
Supply of Medium Back chairs with Arms & Fabric &/or Mesh Upholstry: Chairs with Mesh OR Fabric upholstered revolving Chairs with 5 prong nylon base with twin-wheel 65mm nylon castors, height adjustable with gaslift, slide mechanism, angle lock for back, synchronized knee tilting mechanism with multiple locking system, ABS for seat and height adjustable adjustable arms, complete as per manufacturers standard specifications. For Workstations, Cubicles, 8P Meeting, Training, Security/Reception, etc., Make - ISIT/ Promaxx/Chairwala
8 | Board Rooms Chiars | NOS | 8 | 10 | 18 |  | 0
Supply of Medium Back chairs with Arms & Fabric seat & back Upholstry: Chairs with seat & back Fabric upholstered revolving Chairs with 5 prong metal base in Chrome finish with twin-wheel 65mm nylon castors, height adjustable with gaslift, slide mechanism, angle lock for back, synchronized knee tilting mechanism with multiple locking system, ABS for seat and height adjustable adjustable arms, complete as per manufacturers standard specifications. Make - ISIT/ Promaxx/chairwala
9 | Casual seating chairs |  | 4 | 4 | 8 |  | 0
Providing Frame made of plywood, seat and back rest upholstered in black durable leatherette with three-legged. Product Dimensions:737.0 x 876.0 x 810.0 mm Backrest Height (mm) : 533.4 Style : Modern Upholstery Material : fabric Cushion Type : Soft Legs Material :oak Wood Cushion Material : Foam Rocker : Yes Recommended Load : 100 kg Material : Engineering Wood Chair Type : Multipurpose Standard Is Upholstered : Yes Make - ISIT/ Promaxx/chairwala
10 | Chairs for Discusssion | NOS | 0 | 0 | 0 |  | 0
Supply & installing Plastic mould with seat cushioning and legs are made of wooden leg with metal string for asthetic look. Product Dimensions:813.0 x 483.0 x 546.0 mm Material Subtype & Legs Material : Oak Wood Backrest Height (mm) : 406.4 Material : Plastic Make - ISIT/ Promaxx/chairwala
11 | Café Chairs | NOS | 0 | 8 | 8 |  | 0
Supply & installing stacking type café chairs of approved colours Make - ISIT/ Promaxx/chairwala
12 | Puffy | NOS | 4 | 4 | 8 |  | 0
Providing & fixing of using 19mm thk commercial plywood & flxi plywood for Puffy with colourful fire retandant fabric and high quality form for better comfort and cushioning and puffy dia .30mtr square with below bush
13 | Three Seater Sofa | NOS | 1 | 1 | 2 |  | 0
Sofa With Wooden Frame, SS Legs, Seat Back Leatherite Tapestry/ fabric as per approved colours. Size in (mm) 3-Seater: 2400 ( L) 750 (D) 700 (H) Make: Chairwala/Promaxx/ISIT
14 | Two seater Sofa | NOS | 0 | 2 | 2 |  | 0
Sofa With Wooden Frame, SS Legs, Seat Back Leatherite Tapestry. Size - 1800mm x 750mm x 700mm Make: Chairwala/Promaxx/ISIT
15 | Collab area 4 seater Sofa | NOS | 1 | 1 | 2 |  | 0
Sofa With Wooden Frame, SS Legs, Seat Back Leatherite Tapestry. Size - (1800mm + 600mm) x 600mm x 700mm Make: Chairwala/Promaxx/ISIT
16 | 12 Pax meeting room table | NOS | 1 | 0 | 1 |  | 0
Providing and installing Laminated table top with PVC edge beading, supported on Metal legs. The table shall have a foolproof wire/cable management system for carrying the wire / cables from floor to the switch/socket boxes provided at the table top level. The table shall be provided with specified number of Flip open boxes with sockets/switches for power/voice-data cables and raceways below the table top. Size : 3000mm x 1200mm x 750 mm Make: Chairwala/Promaxx/ISIT
17 | 18 Pax meeting room table | NOS | 0 | 1 | 1 |  | 0
Providing and installing Laminated table top with PVC edge beading, supported on Metal legs. The table shall have a foolproof wire/cable management system for carrying the wire / cables from floor to the switch/socket boxes provided at the table top level. The table shall be provided with specified number of Flip open boxes with sockets/switches for power/voice-data cables and raceways below the table top. Size : 3300 mm x (1200mm + 800mm )x 750 mm Make: Chairwala/Promaxx/ISIT
18 | Discussion table/ Center table
Providing and installing Laminated table top with PVC edge beading, supported on Metal legs. Make: Chairwala/Promaxx/ISIT
| Size - 700mm x 450mm x 450mm | NOS | 1 | 0 | 1 |  | 0
| Size - 600mm dia x 450mm | NOS | 3 | 5 | 8 |  | 0
18 | Café Table | NOS | 0 | 2 | 2 |  | 0
Providing and installing Laminated table top with PVC edge beading, supported on Metal legs. Size: 1000mm x 900mm x 750mm Make: Chairwala/Promaxx/ISIT
19 | Bar Table | NOS | 0 | 1 | 1 |  | 0
Providing and installing Laminated table top with PVC edge beading, supported on Metal legs. Size: 2900mm x 500mm x 1050mm Make: Chairwala/Promaxx/ISIT
20 | Bar Chairs | NOS | 0 | 4 | 4 |  | 0
supply & Installation of Contemporary & Modern Style Compact Design Leg Material: Wooden. Seat: Polypropylene Plastic Back: Polypropylene Plastic Weight: 5.25 kg Make: Chairwala/Promaxx/ISIT
TOTAL COST FOR MODULAR FURNITURE AND LOOSE FURNITURE WORKS | [6 empty] | 0
K | MISCELLANEOUS WORK
1 | Roller Blinds | SFT | 610 | 765 | 1375 |  | 0
Roller Blinds Normal : Providing and installing Roller Blinds as per following specifications to windows / pelmets / lintels with all accessories & hardware Fabric Weight - 400 GSM to 500 GSM Fabric Width - Up to 2.5M Fabric Height - Up to 4.0 M Fabric Openness - 3 to 5% Mechanism: Clutch / Drive Unit - The Clutch shall be of wrap spring design with high strength fiberglass reinforced polyster/plastic assembly and high carbon steel springs to transmit motion from driving to driven members of clutch mechanism. Clutch shall operate by directionally with the use of endless beaded chain. Mechanism shall be crash proof, prevent slippage and shall raise and lower smoothly to any desired height with auto lock. The clutch shall be capable of lifting weight upto 7Kg and for an operational area of upto 12 SqM. The clutch mechanism shall be easily mounted on wall/ceiling. Mechanism: Idler - The Idler shall be of high strength fiberglass reinforced plastic consisting of an outside sleeve and centre shaft. Sleeve shall provide for roller tube and rotate freely on centre shaft, providing smooth, quiet and long wearing operation. Installation Brackets - The brackets shall be anoized / powdercoated atomized steel sections. The brackets shall accommodate overhead, side or face mounting with clutch assembly on either end of the roller. Intermediate brackets shall be provided for blinds over 1400MM long and shall be spaced at not less than 750mm. Mechanism: Operation Chain - The endless chain shall be made of pvc / metal beads with an optional stopper for stopping the blind at the desired height / position. The beads shall be anodized / powder coated finish.
2 | Skirting with Aluminium profile | RFT | 380 | 410 | 790 |  | 0
Providing and fixing skirting of 75mm high factory finished Easyfix Skirting extruded, anodized Aluminium profile, Bottomline or approved equivalent. The groove provided in the profile for fixing the screws shall be covered with flexible PVC capping strip. Also the skirting shall be provided with PVC corner cap specifically designed for the purpose as a corner joiner. The profile to be fixed over existing partition / panelling / wall, complete.
2 | Transition Profile | RFT | 10 | 10 | 20 |  | 0
Providing and fixing transition profiles in 25mm width Aluminum at locations where flooring trasition (joint of carpet with hard floor, joint of carpet with wooden floor, joint of hard floor with wooden floor etc) wherever necessary as per architects approval.
3 | Pelmet | RFT | 150 | 165 | 315 |  | 0
Providing and fixing of pelmet, Pelmet shall me made of 19mm ply with laminate of size 150mm x 150mm and length as per window size or as per GFC drawings. Make- Archid/century/greenlam/merino
4 | Deep cleaning - -5000 SFT area | SFT | 2500 | 2500 | 5000 |  | 0
5 | Logo with Backlight | Nos | 1 | 0 | 1 |  | 0
Supply & installation of arcylic logo with back light Name - AMUL
6 | Drinking water for site people - 25 lit can with tap | Nos |  |  | 240 |  | 0
7 | Deebris Shifting | Loads | 10 | 12 | 22 |  | 0
TOTAL COST FOR MISCELLANEOUS WORKS | [6 empty] | 0
A B S T R A C T
SL | ITEM DESCRIPTION | [5 empty] | Amount
A | CIVIL & ALLIED WORKS | [5 empty] | 0
B | GLASS PARTITION WORKS | [5 empty] | 0
C | PARTITIONS & ALLIED WORKS | [5 empty] | 0
D | PANELING WORKS | [5 empty] | 0
E | FALSE CEILING WORK | [5 empty] | 0
F | DOOR & DOOR FRAMES WORK | [5 empty] | 0
G | CARPENTRY TABLES AND COUNTER WORKS | [5 empty] | 0
H | FINISHES WORK | [5 empty] | 0
I | FLOORING WORK | [5 empty] | 0
J | MODULAR FURNITURE AND LOOSE FURNITURE | [5 empty] | 0
K | MISCELLANEOUS WORK | [5 empty] | 0
| GRAND TOTAL ( EXCL. TAX) | [5 empty] | 0

## M Sheet (hidden)
SL No | Des | No | L | B | H | Qty
1 | Block work | 1 | 5.247 |  | 3.3 | 17.3151
|  | 1 | 1.5 |  | 3.3 | 4.95
|  | -1 | 1 |  | 2.1 | -2.1
|  | 1 | 0.951 |  | 3.3 | 3.1383
|  | 1 | 1.25 |  | 3.3 | 4.125
|  | -1 | 1 |  | 2.4 | -2.4
[6 empty] | 25.0284 | 269.3056
Glass partition
|  | 1 | 2.05 |  | 2.4 | 4.92
|  | 1 | 3.5 |  | 2.4 | 8.4
|  | 1 | 2.92 |  | 2.4 | 7.008
|  | 1 | 1.947 |  | 2.4 | 4.6728
|  | 1 | 4.415 |  | 2.4 | 10.596
|  | 1 | 0.9 |  | 2.4 | 2.16
|  | 1 | 0.9 |  | 2.4 | 2.16
[6 empty] | 39.9168 | 429.5048
Gypsum partition
|  | 1 | 2.8 |  | 3.3 | 9.24
|  | 1 | 4 |  | 3.3 | 13.2
|  | 1 | 0.83 |  | 3.3 | 2.739
|  | 1 | 4.74 |  | 3.3 | 15.642
|  | 1 | 3.726 |  | 3.3 | 12.2958
|  | 1 | 3.197 |  | 3.3 | 10.5501
|  | 1 | 2.925 |  | 3.3 | 9.6525
|  | 1 | 5.61 |  | 3.3 | 18.513
|  | 1 | 3.57 |  | 3.3 | 11.781
|  | -1 | 39.9168 |  |  | -39.9168
[6 empty] | 63.6966 | 685.3754
FF
1 | Block work | 1 | 2.13 |  | 3.3 | 7.029
|  | 1 | 1.53 |  | 3.3 | 5.049
[6 empty] | 12.078 | 129.9593
Glass partition
|  | 1 | 4.05 |  | 2.4 | 9.72
|  | 1 | 1.86 |  | 2.4 | 4.464
|  | 1 | 1.5 |  | 2.4 | 3.6
|  | 1 | 0.3 |  | 2.4 | 0.72
[6 empty] | 18.504 | 199.103
Gypsum
|  | 1 | 5.133 |  | 3.3 | 16.9389
|  | 1 | 2.724 |  | 3.3 | 8.9892
|  | 1 | 3.18 |  | 3.3 | 10.494
|  | 1 | 2.2 |  | 3.3 | 7.26
|  | 1 | 0.6 |  | 3.3 | 1.98
|  | 1 | 1.5 |  | 3.3 | 4.95
|  | -1 |  |  | 18.504 | -18.504
[6 empty] | 32.1081 | 345.4832

## Rest room works
SCHEDULE OF QUANTITIES FOR CIVIL & INTERIOR WORKS
FOR REST ROOMS
Sl. No. | Particulars | Unit | Qty | Supply & Installation | Amount | Reff img | Remarks
A | CIVIL WORKS
1 | 150mm thk Solid concrete Block works | SFT | 95 |  | 0
Providing and Constructing Solid Concrete Block Masonry Wall (minimum compressive strength of 30 Kg/Sqcm) in cement mortar 1:5 (1 cement: 5 coarse sand) of consolidated 10mm thick with necessary scaffolding, curing, racking of joints, after every 5 couarse need to be insert a PCC concrete band of 1:1.5:3 ratio of 150mm thick concrete band for avoid hair cracks,leads & lifts to required distance & height, etc., Rate shall include cost of materials, labour, curing, loading and unloading, transportation, lead & lifts, necessary steel scaffolding and all other incidental charges, etc.., complete, as per standard specifications / approved drawings and as directed by engineer-in-charge. Only GF & FF
2 | VITRIFIED TILE FLOORING & DADOING | SFT | 2450 |  | 0
Providing and Laying 10mm thick Vitrified Ceramic Floor tiles of specified size, approved make and colour. The base should be cleaned and free from dust to be laid over cement mortar 1:4 (1 cement: 4 coarse sand) of 28mm thick to match with the average level of building flooring, over and above cement slurry @ 2.5 kg/sqm will be poured. The tiles shall be laid with tile spacers, maintained in a straight line and level or to any pattern and washing with diluted detergent to clean cement deposits, etc., complete as per standard specifications / approved drawings and as directed by engineer-in-charge. Rate to include for 500mm micron polythene sheets and POP protective layers, removal, cleaning, etc., complete. Basic price -70.00
3 | WATERPROOFING | SFT | 560 |  | 0
Providing and applying Chemical waterproofing treatment using Sika Plastocrete/fosroc or equivalent system in areas where toilets and other wet areas are being created. Rate to include dismantling existing screed/ flooring, surface preparation of mother slab, laying fresh screed to create slope, applying waterproofing system as per manufacturer's specifications and preparing the surface to received floor finish. Rate to include pond testing and making good any damages if leaks are found need to be arrest. Area included 2 feet height wall area allaround.
5 | Rest room 135 mm Rised floor | SFT | 410 |  | 0
Providing and filling light weight material to an average depth of 135 mm at locations as indicated on the drawings or as instructed by the architects. Cost to include for proper compaction of the laid light weight material and filling the complete area with 1:3:6 cement concrete to fill all gaps in the light weight materials to form a level even surface on top. Location : Gents Rest room & ladies Rest room
6 | GRANITE WASH BASIN COUNTER | SFT | 48 |  | 0
Fabricating & Providing TOILET WASH BASIN Counter of size 1800mm x 600mm,Fabricating and fixing 1800 x 500 mm MS frame works below the ply , Using 19mm thick ply boxing fixed over the M S frame works as per detailed dwg,The unit to be fabricated with 19mm thick Marine ply finished with approved 1mm thk laminate on the exposed surfaces and 0.8mm laminate on side surfaces, the counter top shall be be provided with 19mm thick mirror polished approved granite slab with flat edge as shown in the drawing. The rate shall also include cost of necessary basin cutting, fixing, complete as directed by engineer in charge.
TOTAL COST FOR CIVIL WORKS |  |  |  |  | 0
B | SANITARY FIXTURES, DOORS & CUBICLES
1 | Supplying , Installing, testing and commissioning WALL HUNG WATER CLOSET with Concealed Cistern with dual flush facility having all internal fittings of the cistern with top actuation system , plastic solid seat and cover with rubber buffers and flap,heavy duty plastic hinges , PVC Water Closet connector , MS Chair Bracket , silicon sealant , consumables complete, including cutting and making good the walls , wherever required etc complete .
| Jaquar -LYS-WHT-38951SMI - Make - Jaquar Lyric Size: 360x500x380 mm Color : Star White | Nos | 5 |  | 0
| Concealed Cistern -110.120.00.1 -white - Make - gebbrit | Nos | 5 |  | 0
| Jaquar Flush Plate - JCP-CHR-812415 Control Plate Vignette Prime | Nos | 5 |  | 0
2 | Supplying , Installing, testing and commissioning of white glazed COUNTER TOP WASH BASIN, CP Pillar Cock with 32mm dia. waste coupling , 15mm dia angle stop cock , 15mm CP Connection Pipe , 32mm dia. bottle trap , brackets with necessary screws , consumables , CP extension nipples , silicon sealant for filling of all the gaps wherever required, with all jointing materials like white cement and Glass putty , including cutting and making good the walls and floors, wherever required, all etc complete.
| ABOVE COUNTER BASIN :CNS-WHT-701 Size: 480x365x205 mm, Shape: Rectangular : Make : jaquar | Nos | 7 |  | 0
CP Fitting - Make - Jaquar
| Sensotronic Sensor Faucet For Wash Basin Model: SNR-CHR-51027 | Nos | 7 |  | 0
| Bottle Trap (with Internal Partition) 32mm Size with 300mm & 190mm Long Wall Connection Pipes & Wall Flange Bottle Trap - Model : ALD-CHR-769L300X190 | Nos | 7 |  | 0
| Angular Stop Cock Angular Stop Cock with Wall Flange PRODUCT CODE: LYR-CHR-38053 | Nos | 12 |  | 0
| 2-Way Bib Tap with Wall Flange PRODUCT CODE: OPP-CHR-15041PM | NOS | 2 |  | 0
| Waste Coupling - Model : ALD-CHR-709L130 Waste coupling 32mm Size Half Thread with 130mm height | Nos | 7 |  | 0
| 2 feet length connection pipe | Nos | 7 |  | 0
3 | Supplying, Installing, testing and commissioning Manual FLUSH system to Urinal
| Aquisense Sensor Concealed type Flushing Valve for Urinal Model: SNR-STL-51083 Make: Jaquar | Nos | 5 |  | 0
4 | Supplying, fixing, testing and commissioning of approved make white color glazed back inlet type glazed URINAL with SS bolts and nuts to fix the urinal with all hangers and brackets complete with wall flanges
| Make: Jaquar Size : 370x315x620 mm Urinal with Fixing Accessories Set, | Nos | 5 |  | 0
5 | Supplying and fixing of CP TOILET PAPER HOLDER with CP brass screws complete.,
| Toilet Paper Holder - Make : Jaqaur, Model : ACN-CHR-1153S | Nos | 5 |  | 0
6 | Supplying, Installing & testing 15mm CP HEALTH FAUCET of approved make with 8 mm dia , 1 Meter Long Flexible Tube & Wall Hook and CP Angle Cock with CP Wall Flange including consumables etc., complete.
| Health Faucet - Make :Jaquar Model : ALD-CHR-573 with Hose & Hook | Nos | 5 |  | 0
7 | Floor Grating | Nos | 10 |  | 0
Supply & fixing of ss floor grating of 100mm x 100mm
8 | Mirror Paneling | SFT | 70 |  | 0
Providing and fixing of mirror size of upto 1800 x 900mm with 6mm thick mirror edge polished mirror with alround 20mm thk edge beeding, 19mm thk ply profile section frame with 12mm thick BWR plywood backing & with fixing arrangement for fixing over the wall / partition surface. Size of mirror : 600mm x 750mm
9 | URINAL PARTITION | NOS | 3 |  | 0
Supply & fixing of Urinal Partitions from Super creation/ merino or approved equivalent with below specifications.
Thickness of Compact Laminate :12 mm
Color of HPL Boards : In Single Color
Size of the UMP : 1000mm (H) x 500mm (D)
Accessories: Stainless Steel
TOTAL COST FOR SANITARY, DOORS & CUBICLES |  |  |  |  | 0
C | INTERNAL SEWAGE SYSTEM
1 | Supplying, fixing and testing PVC Soil, Waste pipes confirming to IS:13592 - 1992, (TYPE B) of SWR quality including specials like bends, tees,elbows, collars, offsets, door ends, junctions, cowels, etc., jointing with rubber ring (confirming IS:5382) in the shafts / solvent cement inside toilet including cutting holes in masonry walls and making good the same. The quoted rate should include necessary supports , clamps etc., The Shaft piping to be supported with MS brackets with " U " Bolts and Nuts. The MS Bracket shall be painted with two coats of primer and two coats of synthetic enamel paint.
i) | Toilet Piping
| a) 75 mm dia | Rmt | 20 |  | 0
| b) 110mm dia | Rmt | 35 |  | 0
ii) | Rised floor Piping
| a) 110mm dia | Rmt | 8 |  | 0
| a) 75 mm dia | Rmt | 9 |  | 0
2 | Supplying, fixing and testing PVC pipes of class III designation (6 kg/cm2) confirming to IS:4985 for waste connection from Wash basin & Urinals to floor trap/anti-syphonage pipe with solvent cement joints, including all the fittings like elbows , Tees , bends laid concealed in wall etc, the work shall include wall chase and making good the same in cement mortar etc., complete. The quoted rate should include necessary supports like bolts and clamps etc., The Shaft Anti Siphonage Piping to be supported with MS brackets with " U " Bolts and Nuts. The MS Bracket shall be painted with two coats of primer and two coats of synthetic enamel paint. Make : Supreme / Prince / Astral
i) | Internal Toilet
| a) 40mm dia | Rmt | 10 |  | 0
| b) 50mm dia | Rmt | 15 |  | 0
3 | Supplying, fixing and testing of 110mm dia PVC " P " Trap of approved make with deep water seal with necessary PVC fabricated boss connection with a minimum 2Nos. of 50mm dia inlets with cement concrete support allround the trap complete for toilets. Make : Supreme / Prince / Astral | Nos | 10 |  | 0
| Total cost for Internal sewage system |  |  |  | 0
D | INTERNAL WATER SUPPLY SYSTEM
1 | Supplying, installing, fixing, jointing, testing and commissioning of approved make Chlorinated Polyvinyl Chloride pipes (CPVC) up to 50mm dia SDR.11, ASTM CTS,CPVC schedule 80 ASTM IPS. The fittings and specials such as tees, elbows, couplers, bends, enlargers etc., with CPVC brass threaded combination / transition specials such as male adapters brass threaded female adapters, brass FPT Tee, Brass FPT elbow etc., where connection with metal is to be made including necessary drilling holes, chasing walls and making the same good in cement martor 1:1 restore the same original condition neately as directed by the Engineer incharge. Joints to be made with CPVC solvent cement up to 50mm dia as per ASTM D2846 and above 50mm dia primer P70, and solvent confirming to ASTM F4931 / 724.
| a) 20 mm dia | Rmt | 60 |  | 0
| b) 25 mm dia | Rmt | 45 |  | 0
| c) 32 mm dia | Rmt | 15 |  | 0
| d) 40 mm dia | Rmt | 20 |  | 0
2 | Supplying, installing, testing and commissioning approved make G.M body ball valves with screwed ends etc., complete.
| a) 20 mm dia | NOS | 4 |  | 0
| b) 25 mm dia | NOS | 2 |  | 0
| c) 40 mm dia | NOS | RO
| Total cost for Internal water supply system |  |  |  | 0
A B S T R A C T
SL | ITEM DESCRIPTION |  |  |  | Amount
A | CIVIL WORKS |  |  |  | 0
B | SANITARY FIXTURES, DOORS & CUBICLES |  |  |  | 0
C | INTERNAL SEWAGE SYSTEM |  |  |  | 0
D | INTERNAL WATER SUPPLY SYSTEM |  |  |  | 0
| GRAND TOTAL ( EXCL. TAX) |  |  |  | 0

## Summary - ELE
Date | : 26.04.2024 / R1
Project | : Amul Office Space
Subject | : Electrial BOQ - Summary
Summary
Part | Description
|  | Supply Amount in INR | Install Amount in INR | Total Amount in INR
1 | LT PANELS | 0 | 0 | 0
2 | LT CABLES | 0 | 0 | 0
3 | MCB DISTRIBUTION BOARDS | 0 | 0 | 0
4 | CIRCUITMAINS / SUBMAINS | 0 | 0 | 0
5 | POWER RECEPTACLES | 0 | 0 | 0
6 | LIGHTING SWITCHES | 0 | 0 | 0
7 | LIGHT FIXTURE | 0 | 0 | 0
8 | CABLE TRAY | 0 | 0 | 0
9 | RACEWAYS | 0 | 0 | 0
10 | EARTHING | 0 | 0 | 0
11 | MISCELLANEOUS ITEMS | 0 | 0 | 0
| TOTAL | 0 | 0 | 0
Grand Total
Assumptions & Exclusions
1 | 3x6A socket controlled with 16A switch + 1 USB charging port is considered for each workstation which runs on UPS power.
2 | Only conduit / raceways are considered for networking. Active components, I/O ports and cables are not considered.
3 | AV realated components are not considered in the BOQ.
4 | Earthing cable / strip might be change as per the allocated space by the builder / As per the site condition for earth pits.
5 | Lighting costing can be arrived upon finalization of the fixtures.
6 | UPS related works are not inculded in the BOQ.
7 | Builder panel related modification work is not captured in the BOQ. Builder to make necessary provision as per client requirement.
8 | Cable length, Cable tray & earth strip for HVAC units might vary as per site condition.
9 | Cable tray length from server room to builder communication room / Network provider location might vary as per site condition.
10 | Raceway for networking for workstation is designed considering 1no data per work station.
11 | Taxes not included.

## Electrical BOQ
Date | : 26.04.2024 / R1
Project | : Amul Office Space
Subject | : Electrical BOQ
Sl. No. | DESCRIPTION | Unit | QTY | Supply Rate in INR | Install Rate in INR | Supply Amount in INR | Install Amount in INR | Rermarks
1 | LT PANELS:
Panels as per technical specifications & schematic diagram.
Supply, Installation, Testing and Commissioning of Indoor type LT Switchboards, Floor mounting type, Bottom/Top entry. Refer enclosed SLD.
Enclosure: Compartmentalized Single front CRGO (Cold rolled grain oriented sheet steel)
Doors:2mm Body:2mm Gland:3mm covers and partitions:1.6mm
IP class:IP52 for Indoor/IP55 with weather proof enclosure for outdoor
Bus bars: Electrolytic grade conductivity as per standard IS 5082
Bus bar Material: As per SLD
Bus bar supports: DMC/FRP/SMC
Bus bar joints: Shrouded/Tinned
Protection releases: As per SLD (Adjustable over current & short circuit unless otherwise specified)
Ics=Icu for all breakers
Utilization category: All MCCB/ACB's shall be Cat: A except ACB's for Ltg & raw power input distribution panel shall be with Cat: B .
Loovers: Busbar chamber shall have louvers with fine mesh inside
Shade: Epoxy powder coated RAL 7032
Design: Modular type
Cable entry: As per site condition
Bus bar insulation: Aluminum bus bars shall be bare with color coding at the ends/Copper shall be bare with color coding at the ends/For Humidified areas the copper bus bars shall be coated with tin.
Note:
1. The Panel shall be fully as per the requirement of Electrical Inspectorate/ EB authorities.
2. Auxilliary contactor to be provided along with auto-manual switch where ever required.
3. All Breakers both Incoming & Outgoing shall have LED 'ON / OFF / TRIP' indications without fail.
4. CTs shall be with dual ratio and cast resin type only.
5. All doors to have double rubber gasket with shutter assembly & door seating frame.
6. All AC feeders will have time delays of 0-60 Seconds.
7. All MCCBs of 250A and above for non-ups loads will be microprocessor based only and for UPS panels shall be with thermal releases.
8. Any panel if more than 1.5m width should be made in parts each part not exceeding 1.5m.
9. The current density for Aluminium busbars shall be 0.8 only.
10. The current density for Copper busbars shall be 1.0 only.
11. All UPS outgoing panels shall have neutral busbars double the size of phase.
12. All MCCB's shall have plug setting from (40or50)-100%.
13. All Lighting / RP and Lift panels shall have ELR for incomer of Prok. Dvs. Make only.
14. All test certificates must be provided immediately after commissioning.
15. SAFETY CERTIFICATE FOR THE PANELS SHALL BE PRODUCED FROM CEIG.
16. All meters shall be Digital type only.
17. FRLS PVC copper wires shall be used for control wiring
18. Panel energy meter to be integrated with BMS panel
19. The panel GA drawing needs to be provide before the panel fabrication.
20. The feeder details to be mentioned in the panel for the each incoming/outgoing feeders.
Panel vendor : Any CPRI approved vendor.
Please refer make of materials tab for further detailing
1.1 | Modification of existing panel | No | 1 |  |  | 0 | 0
1.2 | Gas suppersion system for Above mentioned panels LPCB approved Automatic fire sniper system 2kg capacity, container manufactured & tested as per to IS15683:2018. fitted with actuation valve with safety pressure relief mechanism.@22±2bars. Cylinder is filled with FK5112 clean agent gas with FM & UL approval. standard bracket for fixing cylinder. Along with End block nut, End of line filling adapter, Spring top with nipple, Three way connector, Fire sniper tube made up of polyamide , red in colour, OD 6mm & ID 4mm with bursting temperature of 110 to 140 degree Celsius. Pressure switch. Body made out of DELRIN & connecting threads made out of brass, operating temperature -20⁰ to 80⁰C , supply voltage 9 to 30V DC(very Small & compact)CE marked IP65 protected,
1.3 | 4P MCB ISOLATOR with enclosures
1.4.1 | 16A | No | R.O |  |  | 0 | 0
1.4.2 | 25A | No | R.O |  |  | 0 | 0
1.4.3 | 32A | No | R.O |  |  | 0 | 0
1.4.4 | 40A | No | R.O |  |  | 0 | 0
1.4.5 | 63A | No | R.O |  |  | 0 | 0
1.4 | 4P RCBO ISOLATOR with enclosures
1.5.1 | 16A Weather proof | No | R.O |  |  | 0 | 0
1.5.2 | 25A Weather proof | No | R.O |  |  | 0 | 0
1.5.3 | 32A Weather proof | No | R.O |  |  | 0 | 0
1.5.4 | 40A Weather proof | No | R.O |  |  | 0 | 0
1.5.5 | 63A Weather proof | No | 2 |  |  | 0 | 0
| Total Part-1 |  |  |  |  | 0 | 0
2 | LT CABLES & ENDTERMINATIONS
Supply, Laying, Testing and Commissioning of stranded XLPE insulated, Armoured/Unarmoured/Flexible, Aluminum / Copper conductor, laid in tray / hume pipe / in ready made trenches, with nylon cable ties / MS Clamps @ 600mm interval etc., as required. The cost of the nylon tie and overlapping GI strip shall be included in the cost of installation.
Supply, Installation, Testing and Commissioning of Compression type cable gland, aluminum sockets for aluminum cables / copper sockets for copper cables, insulation tape, anti corrosive paste, brass clamps for gland earthing with 14 SWG copper wire to connect to nearest earth flat.
Insulation: XLPE
Inner sheath: Extruded PVC only for Multicore
Outer sheath: Extruded Type ST2 PVC with FLAME RETARDANT
Voltage grade:1100Volts
Armoure: Galvanized Steel strip/Wire for multicore
Non Magnetic Aluminum Wire/Strip for Single core
Gland type : Brass with nickel plated
Compression : Double compression above 35 Sq.mm
Sealing Ring : Natural rubber for indoor, Neoprene for Outdoor
The cost of the cable is inclusive of the cable tag. Which has to be installed at panel and DB level.
2.1 | XLPE / PVC insulated, steel armoured, aluminium conductor 3.5 Core and 4 core cables.
2.1.1a | 31/2 C x 150 sq.mm (XLPE) | Rm | R.O |  |  | 0 | 0
2.1.1b | End Termination | No | R.O |  |  | 0 | 0
2.1.2a | 31/2 C x 120 sq.mm (XLPE) | Rm | R.O |  |  | 0 | 0
2.1.2b | End Termination | No | R.O |  |  | 0 | 0
2.1.3a | 31/2 C x 95 sq.mm (XLPE) | Rm | R.O |  |  | 0 | 0
2.1.3b | End Termination | No | R.O |  |  | 0 | 0
2.1.4a | 31/2 C x 70 sq.mm (XLPE) | Rm | R.O |  |  | 0 | 0
2.1.4b | End Termination | No | R.O |  |  | 0 | 0
2.1.5a | 31/2 C x 50 sq.mm (XLPE) | Rm | R.O |  |  | 0 | 0
2.1.5b | End Termination | No | R.O |  |  | 0 | 0
2.1.6a | 31/2 C x 35 sq.mm (XLPE) | Rm | R.O |  |  | 0 | 0
2.1.6b | End Termination | No | R.O |  |  | 0 | 0
2.1.7a | 4 C x 25 Sq.mm (XLPE) | Rm | 135 |  |  | 0 | 0
2.1.7b | End Termination | No | 10 |  |  | 0 | 0
2.1.8a | 4 C x 16 sq.mm (XLPE) | Rm | 15 |  |  | 0 | 0
2.1.8b | End Termination | No | 2 |  |  | 0 | 0
2.1.9a | 4 C x 16 sq.mm | Rm | R.O |  |  | 0 | 0
2.1.9b | End Termination | No | R.O |  |  | 0 | 0
2.1.10a | 4 C x 10 sq.mm | Rm | 10 |  |  | 0 | 0
2.1.10b | End Termination | No | 2 |  |  | 0 | 0
2.2 | PVC insulated steel Armoured Aluminium conductor 3 core cables
2.2.1a | 3C x 6 Sq.mm | Rm | R.O |  |  | 0 | 0
2.2.1b | End Termination | No | R.O |  |  | 0 | 0
2.3 | PVC Insulated & Steel Armoured Copper Conductor cables (YFY Type)
2.3.1a | 3.5C X 35 sq.mm | Rm | R.O |  |  | 0 | 0
2.3.1b | End Termination | No | R.O |  |  | 0 | 0
2.3.2a | 4C X 25 sq.mm | Rm | R.O |  |  | 0 | 0
2.3.2b | End Termination | No | R.O |  |  | 0 | 0
2.3.3a | 4C X 16 sq.mm | Rm | 20 |  |  | 0 | 0
2.3.3b | End Termination | No | 4 |  |  | 0 | 0
2.3.4a | 4C X 10 sq.mm | Rm | 10 |  |  | 0 | 0
2.3.4b | End Termination | No | 2 |  |  | 0 | 0
2.3.5a | 4C X 6 sq.mm (XLPE) | Rm | R.O |  |  | 0 | 0
2.3.5b | End Termination | No | R.O |  |  | 0 | 0
2.3.6a | 4C X 6 sq.mm | Rm | R.O |  |  | 0 | 0
2.3.6b | End Termination | No | R.O |  |  | 0 | 0
2.3.7a | 3C x 25 Sq.mm | Rm | R.O |  |  | 0 | 0
2.3.7b | End Termination | No | R.O |  |  | 0 | 0
2.3.8a | 3C x 10 Sq.mm | Rm | R.O |  |  | 0 | 0
2.3.8b | End Termination | No | R.O |  |  | 0 | 0
2.3.9a | 3C x 6 Sq.mm | Rm | R.O |  |  | 0 | 0
2.3.9b | End Termination | No | R.O |  |  | 0 | 0
| TOTAL PART -2 |  |  |  |  | 0 | 0
3 | MCB DISTRIBUTION BOARDS (DB)
Supply, Installation, Testing and Commissioning of MCB Distribution board as per approved installation dwgs.
Wall mounted MCB DBs with MS wire way box on top / bottom & on sides. MCBs shall be rated for 10kA with current limiting feature. Dummy ways to be covered with blank plates. All out going ways shall be labelled & laminated.
Enclosure:1.2mm CRCA Sheet Steel, Powder Coated
Door : Single Door
Protection : IP 42
Cable Entry : Top & Bottom
Bus bar : Shall be tinned Copper and 200% rating for UPS DB Neutral Link
MCB's : 10kA 'C' Curve for Lighting & Raw power, 10kA 'D' Curve for UPS Distribution
Note:
1) Separate Earth bus/Neutral bus for each phase
2) Each Circuit shall have yellow ferrules with circuit number.
3) Accessories required for installation of DB's on Wall/Column/Gyp Board shall be considered
4) DB's shall be covered with powder coated (paint should match with DB Color) wire ways all around and up to ceiling to receive incoming circuits, how ever raceway shall be considered as a separate items
5) Laminated A3 OR A4 size SLD copy shall be pasted inside DB door
6) Safe shroud for Neutral link shall be provided
7) DBs to be vertical tier type/ PPI TPN DBs
The incomer and outgoings rating should be provided as per actual load at site.
3.1 | 12+2 Way TPN MCB DB - LPDB
Incomer : 1No. 32A 4P, MCB
& 3Nos 32A DP Type RCCB with 30mA
| Outgoing : 36 Nos. 10/16A SP MCB of 'C' curve | No. | R.O |  |  | 0 | 0
3.2 | 8+2 Way TPN MCB DB - LPDB
Incomer : 1No. 40A 4P, MCB
& 3Nos 40A DP Type RCCB with 300mA
| Outgoing : 24 Nos. 10/16A SP MCB of 'C' curve | No. | 1 |  |  | 0 | 0
3.3 | 6+2 Way TPN MCB DB - RPDB
Incomer : 1No. 40A 4P, MCB
& 3Nos 40A DP Type RCCB with 300mA
| Outgoing : 18 Nos. 16/20A SP MCB of 'C' curve | No. | 1 |  |  | 0 | 0
3.4 | 6 Way TPN MCB DB - Server DB 1,2,3 & 4
Incomer : 1No. 40A 4P, MCB
& 3Nos 40 A DP Type RCCB with 100mA
| Outgoing : 9Nos. 25/32A DP MCB of 'D' curve | No. | R.O |  |  | 0 | 0
3.5 | 16 Way SPN MCB DB - ELDB
Incomer : 1No. 32A DP, MCB
| Outgoing : 10/16A Nos. 10/16A SP MCB of 'C' curve | No. | 1 |  |  | 0 | 0
| TOTAL PART -3 |  |  |  |  | 0 | 0
4 | CIRCUIT / SUB MAINS:
Circuit mains using 1.1kV grade PVC insulated copper conductor (MSCC) wires / PVC insulated PVC sheathed three core cables drawn in 2mm thick PVC conduit or in existing raceway. For Lighting Rates quoted shall include supply of conduits, wires, Switches & other conduiting accessories. Circuit mains shall be measured from respective DB to the first point & looping between the switches( Further onwards, it shall be deemed to be included in point wiring). For RP & UPS points Rates quoted shall include supply of conduits & wires, Circuit mains shall be measured from respective DB to the last point, looping from switch / Socket to another switch / socket board will not be paid seperatelly. All circuit terminations shall be provided with solder less crimping type copper sockets / lugs, ferrules indicating source code on load side & load code on source side. There shall not be any joints in the circuits, only looping is allowed in terminal blocks & in switches / socket outlets.
NOTE:
1) Conduits running above false ceiling in multiples shall be supported by Slotted GI 'C' channel at distance not more than 0.5mtrs intervals. OR else with spacers & saddles at an intervals of 0.5mtrs
2) Accessories shall includes Bends, Collars, junction boxes, Spacers, saddles, screws, Flexibles
3) Conduits shall be ISI marked
4) The number of wires drawn in each conduit shall be as per IS 694 code.
5) No different phases shall be drawn in same conduit
6) Conduit joints shall be done with threading proper accessories only
7) Each Circuit shall have yellow ferrules with circuit number.
8) The color coding for conduits shall be: (Exposed Conduits to match ceiling color) i. Raw power and Lighting : Black ii. UPS Power : White iii. Data and Voice : Grey iv. Other systems : Black
4.01 | 2R x 2.5 sq.mm + 1R x 1.5 sq.mm Cu FRLS wire in 19 mm dia FR PVC conduit / Wire ways. (Lighting Circuits) | Rm | 425 |  |  | 0 | 0
4.02 | 2Rx1.5sq.mm Teflon insulated Transparent wires | Rm | 30 |  |  | 0 | 0
4.03 | 2R x 1.5 sq.mm + 1R x 1.5 sq.mm Copper FRLS wire in 19 mm dia FR PVC conduit / Wire ways. | Rm | 850 |  |  | 0 | 0
4.04 | 4R x 4 sq.mm + 1R x 2.5 sq.mm Copper FRLS wire in 32mm dia FR PVC conduit / Wire ways. | Rm | R.O |  |  | 0 | 0
4.05 | 3C x 6 sq.mm cable with PVC-FRLS insulated outer sheath & multi strand copper conductors, unarmoured, cable to be laid in raceways / conduits ( cost of raceways/conduits to exclude). | Rm | 10 |  |  | 0 | 0
4.06 | 2R x 4 sq.mm + 1R x 2.5 sq.mm Copper FRLSr wire in 25 mm dia FR PVC conduit / PVC Sleeve. | Rm | 910 |  |  | 0 | 0
4.07 | 3 Cx 4 sqmm Multi Core Copper FRLS cable in existing raceway/conduit( measurement of conduit and raceway will be separate) | Rm | 50 |  |  | 0 | 0
4.08 | 3 Cx 2.5 sqmm Multi Core Copper FRLS cable in existing raceway/conduit( measurement of conduit and raceway will be separate) | Rm | 635 |  |  | 0 | 0
| TOTAL PART -4 |  |  |  |  | 0 | 0
5 | POWER RECEPTACLES.
Supply, Installation, Testing and Commissioning of the following Modular/Industrial Switch, sockets with modular front plate, and accessories as per the site conditions.
The quoted rate for power socket outlets shall include a. Socket outlets - round / round cum flat / flat multi pin socket outlets b.Switches c. 14SWG metal boxes with knockout on all sides d. Front plate of required colours with accessories
Industrial type sockets shall be of Metal clad / Polycarbonate body with plug top. All switch / sockets shall be provided with printed labels / stickers indicating source code. Colour code for UPS socket plates : White/ as per architect. Colour code for RP socket plates : Black/Grey/ as per architect. All switch / sockets including front plate & frame which will be mounted on the metal boxes shall have removable film coat to protect from scraches & paint during installation.
Note: Safety shutters to prevent accidental contact with live parts shall be provided. No indicator shall be provided for switches
Modular : Round multipin type With Box
5.1 | 1 no. 6/16A socket controlled by 16A switch. | No. | 45 |  |  | 0 | 0
5.2 | 1 no. 6A universal socket controlled by 6A SP switch. | No. | 10 |  |  | 0 | 0
5.3 | 1 no 16A UPS Universal socket controlled by a 16A switch | No. | 5 |  |  | 0 | 0
5.4 | 1 x 13A INTEL socket controlled by 16A switch | No. | R.O |  |  | 0 | 0
5.5 | 2 x 13A INTEL socket controlled by 2x13A switch | No. | R.O |  |  | 0 | 0
5.6 | 2 x 13A INTEL socket controlled by 13A switch | No. | 18 |  |  | 0 | 0
5.7 | 3 x 13A INTEL socket controlled by 16A switch | No. | 57 |  |  | 0 | 0
5.8 | 3 x 13A INTEL socket controlled by 16A switch, 1 USB port for charging (For UPS power) | No. | R.O |  |  | 0 | 0
5.9 | 4 x 13A INTEL socket controlled by 16A switch, 1 USB port for charging (For UPS power) | No. | R.O |  |  | 0 | 0
6.1 | Readymade floor mounted Junction box to locate 2 Sets of 2x6/13A Intel socket controlled by 13A switch and Similar to Omesto make | No. | R.O |  |  | 0 | 0
6.11 | 16A outdoor type socket | No. | 2 |  |  | 0 | 0
| TOTAL PART -5 |  |  |  |  | 0 | 0
6 | LIGHTING SWITCHES
Supply, installation, testing & commissioning of switch boards which includes necessary back box, front plates & 6A switches. The cost also includes chipping & plastering of the boards.
6.01 | 1 Module switch board | No. | 20 |  |  | 0 | 0
6.02 | 2 Module switch board | No. | 9 |  |  | 0 | 0
6.03 | 3 Module switch board | No. | 4 |  |  | 0 | 0
6.04 | 4 Module switch board | No. | 3 |  |  | 0 | 0
6.05 | 6 Module switch board | No. | R.O |  |  | 0 | 0
6.06 | 8 Module switch board | No. | R.O |  |  | 0 | 0
6.07 | 12 Module switch board | No. | R.O |  |  | 0 | 0
| TOTAL PART - 6 |  |  |  |  | 0 | 0
7 | LIGHT FIXTURE (Kindly refer to the lighting boq)
8 | CABLE TRAYS
Slotted angle GI ready made cable trays of 14SWG. Quoted rates for installation shall include necessary anchor fasteners / 'L' angle supports @ 600mm interval etc., to suit site conditions.
The Ladder & perforated cable trays to be powder coated.
The top cover to be considered for the perforated cable tray.
8.1 | Ladder Type
8.1.1 | 300 x 50mm Size | M | 30 |  |  | 0 | 0
8.1.2 | 200 x 50mm Size | M | R.O |  |  | 0 | 0
8.1.3 | 150 x 50mm Size | M | 10 |  |  | 0 | 0
8.1.4 | 100 x 50mm Size | M | R.O |  |  | 0 | 0
8.2 | Perforated Type
8.2.1 | 450 x 50mm Size | M | R.O |  |  | 0 | 0
8.2.2 | 300 x 50mm Size | M | R.O |  |  | 0 | 0
8.2.3 | 150 x 50mm Size | M | 20 |  |  | 0 | 0
8.2.4 | 100 x 50mm Size | M | R.O |  |  | 0 | 0
| TOTAL PART - 8 |  |  |  |  | 0 | 0
9 | RACEWAYS
Supply & Installation of following size MS / GI raceway / wire way with cover, made out of 16 SWG for body and 14 SWG for cover sheet steel duly powder coated MS / GI. Junction boxes to be provided with enough supports inside the box. Raceway installed above false ceiling/floor shall include necessary mounting supports, junction boxes and accessories to fix it firmly to the ground/ ceiling. The raceways shall be fixed to the floor with GI/MS (25mm x 3mm) strips so that there is no movement of the channels when civil work (pouring of cement concrete) is being done. Rate includes necessary floor cutting and chipping with machine of minimum 50mm depth, removal of debris out of site and neatly finished with M15 grade concrete up to the finished floor level. Race ways to be covered with Chicken mesh before concreting. Curing compound to be applied after initial setting of the concrete. All edges, cut faces shall be free of burrs & shall be smooth. The channels shall be earthed at the boxes and at the joints with 14 SWG bare copper wire with screws so that earth is continuous. Jointing of the race ways to be done with welding.
9.1 | Ceiling / Floor Junction boxes
9.1.1 | Ceiling / Floor Junction Boxes - Power
9.1.1a | 310 x 310 x 50mm Size | No. | R.O |  |  | 0 | 0
9.1.1b | 260 x 260 x 50mm Size | No. | R.O |  |  | 0 | 0
9.1.1c | 210 x 210 x 50mm Size | No. | R.O |  |  | 0 | 0
9.1.1d | 160 x 160 x 50mm Size | No. | 4 |  |  | 0 | 0
9.1.1e | 110 x 110 x 50mm Size | No. | 22 |  |  | 0 | 0
9.1.2 | Ceiling / Floor Junction Boxes - Network
9.1.2a | 310 x 310 x 50mm Size | No. | R.O |  |  | 0 | 0
9.1.2b | 260 x 260 x 50mm Size | No. | R.O |  |  | 0 | 0
9.1.2c | 210 x 210 x 50mm Size | No. | R.O |  |  | 0 | 0
9.1.2d | 160 x 160 x 50mm Size | No. | 5 |  |  | 0 | 0
9.1.2e | 110 x 110 x 50mm Size | No. | 25 |  |  | 0 | 0
9.2 | Floor Raceways
9.2.1 | Floor Raceways - Power
9.2.1a | 300 x 40mm Size | M | R.O |  |  | 0 | 0
9.2.1b | 250 x 40mm Size | M | R.O |  |  | 0 | 0
9.2.1c | 200 x 40mm Size | M | R.O |  |  | 0 | 0
9.2.1d | 150 x 40mm Size | M | R.O |  |  | 0 | 0
9.2.1e | 100 x 40mm Size | M | 10 |  |  | 0 | 0
9.2.1f | 80 x 40mm Size | M | R.O |  |  | 0 | 0
9.2.2 | Floor Raceways - Network
9.2.2a | 300 x 40mm Size | M | R.O |  |  | 0 | 0
9.2.2b | 250 x 40mm Size | M | R.O |  |  | 0 | 0
9.2.2c | 200 x 40mm Size | M | R.O |  |  | 0 | 0
9.2.2d | 150 x 40mm Size | M | 20 |  |  | 0 | 0
9.2.2e | 100 x 40mm Size | M | 50 |  |  | 0 | 0
9.2.2f | 80 x 40mm Size | M | R.O |  |  | 0 | 0
9.3 | Ceiling Raceways
Supply & Installation of following size GI powder coated raceway / wire way with cover, made out of 16 SWG GI for body and 14 SWG GI for cover. Junction boxes to be provided with enough supports inside the box. Raceway installed above false ceiling shall include necessary mounting supports, junction boxes and accessories to fix it firmly to the ceiling. All edges, cut faces shall be free of burrs & shall be smooth. The channels shall be earthed at the boxes and at the joints with 14 SWG bare copper wire with screws so that earth is continuous. Jointing of the race ways to be done using fisher plates & 'Slotted Channel' angle supports @ 600mm interval etc., to suit site conditions.
9.3.1 | 300 x 50mm Size | M | R.O |  |  | 0 | 0
9.3.2 | 250 x 50mm Size | M | R.O |  |  | 0 | 0
9.3.3 | 200 x 50mm Size | M | 20 |  |  | 0 | 0
9.3.4 | 150 x 50mm Size | M | R.O |  |  | 0 | 0
9.3.5 | 100 x 50mm Size | M | R.O |  |  | 0 | 0
9.3.6 | 100 x 100mm Size | M | R.O |  |  | 0 | 0
9.4 | Supply & Installation of following size Powder coated raceway with cover, made out of 16 SWG GI/MS for body and 14 SWG GI/MS for cover. - The shade shall be as per site approval
9.4.1 | 500 x 100mm Size | M | R.O |  |  | 0 | 0
9.5 | Supply & Installation of following size Powder coated junction boxes , made out of 16 SWG GI/MS for body and 14 SWG GI/MS for cover. - The shade shall be as per site approval
|  | No. | R.O |  |  | 0 | 0
9.5.1 | 550 x 550 x 110mm Size
9.6 | Supply & Laying of following size 2mm thick rigid FRLS PVC conduits.Rate shall include wall chasing & rough plastering, clamping / fixing arrangement.
9.6.1 | 32mm dia | M | 90 |  |  | 0 | 0
9.6.2 | 25mm dia | M | 145 |  |  | 0 | 0
9.6.3 | 19mm dia | M | R.O |  |  | 0 | 0
9.6.4 | Flexible Conduit 25mm | M | R.O |  |  | 0 | 0
9.6.5 | Flexible Conduit 19mm | M | 180 |  |  | 0 | 0
| TOTAL PART -9 |  |  |  |  | 0 | 0
10 | EARTHING
10.1.1 | Plate Earth Electrode using 19 mm dia Class B copper plate of size 600 x 600 x 3 mm thick.with heavy duty RCC cover ( suitable to take fire tender truck load) of 450mm x 450mm x 300mm chamber. (For Server) | No. | 2 |  |  | 0 | 0
10.1.2 | Pipe Earth Electrode using 38 mm dia class B GI pipe complete as per IS 3043 with salt, charcoal, brick masonary chamber with heavy duty RCC cover (suitable to take fire tender load) tender truckmovement) of 450mm x 450mm x 3000mm chamber.(Earth strip to be left upto the Earthpit for Connection) (For 3rd pin earthing ) | No. | R.O |  |  | 0 | 0
10.1.3 | Maintenance free earth electrode with 1 No stainless steel cladded copper pipe with ground enhancing material, earth station chamber, heavy duty chamber cover, cable / strip termination terminals etc., complete. | No. | R.O |  |  | 0 | 0
10.1.4 | Revamping of existing earth pits | No. | R.O |  |  | 0 | 0
10.2 | EARTH STRIPS
GI/Cu earth strips on cable tray or below ground as per site condition. All Cu. Strips shall be run in pvc heat shrinkable sleeve & mounted on insulation mounts. Cost of civil works shall be included for strips laid below ground.
10.2.1 | 8 SWG GI Wire | M | R.O |  |  | 0 | 0
10.2.2 | 8 SWG Cu Wire | M | R.O |  |  | 0 | 0
10.2.3 | 25 x 3mm GI Earth flat | M | 200 |  |  | 0 | 0
10.2.4 | 50 x 6mm GI Earth flat | M | R.O |  |  | 0 | 0
10.2.5 | 25 x 3 mm CU earth flat with PVC sleeves | M | R.O |  |  | 0 | 0
10.3 | PVC Insulated Copper Conductor Unarmoured Cables (YY Type)
1.1kV grade, copper conductor, PVC insulated, unarmoured, power cables. The cables shall be laid on tray / hume pipe /in ready made trenches, with nylon cable ties / MS Clamps @ 600mm interval etc., as required. Rate quoted shall exclude cost of tray / h
10.3.1a | 1 C x 120 sq.mm | Rm | R.O |  |  | 0 | 0
10.3.1b | End Termination | No | R.O |  |  | 0 | 0
10.3.2a | 1 C x 25 sq.mm | Rm | R.O |  |  | 0 | 0
10.3.2b | End Termination | No | R.O |  |  | 0 | 0
10.3.3a | 1 Core x 16 Sq. mm | Rm | R.O |  |  | 0 | 0
10.3.3b | Endterminations | No | R.O |  |  | 0 | 0
10.3.3a | 1 Core x 10 Sq. mm | Rm | R.O |  |  | 0 | 0
10.3.3b | Endterminations | No | R.O |  |  | 0 | 0
10.3.4 | 1 Core x 6 Sq. mm | Rm | 30 |  |  | 0 | 0
10.3.5 | 1 Core x 4Sq. mm | Rm | 40 |  |  | 0 | 0
10.3.6 | Busbar of 0.5 Mtr length made out of 25 x 6 mm GI strip with drill holes of M8 at 25mm interval mounted on insulators. | No. | 2 |  |  | 0 | 0
10.3.7 | Busbar of 0.5 Mtr length made out of 25 x 6 mm Cu. strip with drill holes of M8 at 25mm interval mounted on insulators. | No. | R.O |  |  | 0 | 0
| TOTAL PART - 10 |  |  |  |  | 0 | 0
11 | MISCELLANEOUS ITEMS
11.01 | Rubber mat 1100V grade ISI approved - 2 m x 1m x 10mm | No. | 4 |  |  | 0 | 0
11.02 | Shock treatment chart as approved by the Electrical Inspectorate mounted on teak wood frame and suitable for wall mounting. | No. | 2 |  |  | 0 | 0
11.03 | First aid kit | No. | 2 |  |  | 0 | 0
11.04 | Danger boards | No. | 2 |  |  | 0 | 0
11.05 | MS Fabricated Items | Kg. | 150 |  |  | 0 | 0
11.06 | Supply & fixing of rubber gloves of Approved Make & as per supply voltage | No. | 2 |  |  | 0 | 0
11.07 | Laminated Schematic with glass frame | No | 2 |  |  | 0 | 0
11.08 | 2 hour fire rated fire retardant material sealing all electrical ducts and openings made in the slab / wall / partition to take conduits / cable trays / raceways etc as required complete / as directed by the site incharge | Sqm. | 8 |  |  | 0 | 0
11.09 | 150mm wide x 100mm depth 18G DB cabinet M S Powder coated including supply & installation. | Rm | 10 |  |  | 0 | 0
11.1 | Professional Charges: (To be quoted directly by vendor as per actual)
| Professional charges towards filing application, preparation of drawings in necessary formats for approval, follow up and arranging approval of drawings, scheme by Local electricity authority / Electrical Inspectorate, obtaining clearance from electricity authority / Electrical Inspectorate. | Job | 1 |  |  | 0 | 0
11.11 | As built drawings:
| Preparation and Submission of as built drawings of total work executed (5 Sets hard and 5 Sets soft copy.) | LS | 1 |  |  | 0 | 0
11.12 | Sufficient temporary lighting & Power arrangement shall be provided to all agencies during execution with required no. of Industrial type sockets, Tube light fixtures, Socket outlets & 1 no temporary energy meter with all the safety measures to be considered till commissioning stage. | Job | 5 |  |  | 0 | 0
| TOTAL PART - 11 |  |  |  |  | 0 | 0

## Lighting BOQ
Date | : 26.04.2024 / R1
Project | : Amul Office Space
Subject | : Lighting BOQ
Sl. No. | DESCRIPTION | Unit | Image of luminaries | Qty | Supply Rate in INR | Install Rate in INR | Supply Amount in INR | Install Amount in INR | Remarks
7 | LIGHT FIXTURE
Note: Catalogue numbers indicated are only to describe type of light fixture required. Lamp Colour shall be - 84 or as approved by Architect / Consultant.
Whether explicitly mentioned or not vendor shall consider light fixtures with necessary powerfactor improvement condensors. b.Unless specified all light fixtures shall be considered with electromagnetic ballasts. The loss of ballasts shall not exceed 5.5 Watts c.Vendor shall consider necessary fixing hardware and components to install light fixtures. The hardware viz., anchor fasteners, suspending GI chains, down rods will not be measured seperately. Vendor shall assume a minimum suspension length of 0.5 Mtrs
Light Fixtures. Quoted rate shall include mounting bracket and lamps
Supply, Installation, Testing and Commissioning of Light fixtures and lamps with all accessories, fixing on the wall / ceiling/false ceiling with wooden blocks, screws ,hardware's ,suspended chain hooks as required as per the site conditions (including the earthing of fixture)
Light fixtures complete with accessories like control gear, low loss (<5W ) HF Electronic ballast , HPF condensor (PF shall be >0.85 lag. ) , energy efficient high lumen output fluorescent tubes / CFL lamps etc.,
Note : The make & the catalogue no. mentioned here is only indicative & any of the make mentioned in recommended list of makes is preferred.
The electronic / Digital ballast shall be with THD < 10%. & low loss copper ballast.
The fixtures shall be suitable for single phase, 50 cycles, 230 Volts, A.C. supply system.
All fixtures shall be factory wired with copper conductor wires.
All fixtures shall be supplied with Drivers, lamps/bulbs, as specified.
The rate shall be quoted for the Catalogue no. specified for the fixture however if contractor wants to supply equivalent then sample shall have to be got approved from Architect before procurement.
All the samples shall be submitted within two weeks of the issue of work order, for approval from the Architect.
Any loss & damage during transportation shall be in scope of Electrical Contractor till final testing & commissioning.
The Lighting Fixture supplier will be responsible for ensuring that lighting fixture is fixed properly by the Contractor as per their requirement.
The rates for fixing of lighting fixtures shall include all fixing accessories that are required to make the installation complete in all respects including the following :-
Providing connecting wires and channel support wherever required.
Internal wiring between accessories.
Self interlocking connector blocks for connecting the wires from fixtures to the points.
Earthing of fixtures with PVC insulated copper conductor FR wire.
Approved colour powder coated down rods, clamps and other components and fixing accessories wherever required.
Testing of fixtures before Installation.
The lighting lux level report to be submit while testing and commissioning.
Identification tags with a distance not more 3 meters to be used for circuit identification
7.1 | MOLLIS LED DOWNLIGHT: 15W, High efficient recess mounted LED round downlighter with white powder coated, pressure die cast aluminium housing. High transmittivity PS diffuser provides soft light. CRI>80, IP20, Ambient temp-0 to 45DegC, CCT - 4000/5700K, 50,000 hrs @ L70 life.Luminaire lumen ≥ 1500 lm. (100 lm/W) - Cutout Dia-ø145mm Colour : 4000K | No. |  | 60 |  |  | 0 | 0
7.2 | Integral, SMD 2x2 LED, IP 20, 36W LED Recess mounted drop down fixture with System efficacy of more than 100lm/W and system lumen output 3600lm. 15885 (Part2/Sec13) : 2012; IS 16108 : 2012 Wipro Model No.CRCO10R038HP57GL1. Colour : 4000K | No. |  | 28 |  |  | 0 | 0
7.3 | VERTICA LED DOWNLIGHT: (36 deg beam) 20W, High efficiency surface/suspended downlighter designed with aluminum body powder coated in white or black and clear glass COB LED. CRI>80, IP20, Ambient temp- 0 to 45 DegC, Driver efficiency>85%, THD<20%,Powerfactor>0.9, CCT - 4000K, 50,000 hrs @ L70 life.Surge protection-2 kV, Multistage Isolated Constant Current-Constant Voltage operated driver with range 140-270V AC and Safety Extra Low Voltage Safe level<60V DC as per IEC standard. Luminaire lumen ≥ 1600 lm. (80 lm/W) 74MM DIA , 165 MM LENGTH Colour : 4000K | No. |  | R.O |  |  | 0 | 0
7.4 | Axeon Recess: 20W 4ft, High efficient Recess mounted LED with white powder coated finish extruded aluminium housing.Special translucent satin finish colour LED PMMA diffuser.LED driver duly wired up to terminal block.Luminaires are suitable for standalone and continuous installation. Luminous efficacy not less than 110lm/W. CRI>80, IP20, Ambient temp-0 to 45DegC, Driver efficiency>85%, THD<10%, CCT - 5700K, 50,000 hrs @ L70 life, Powerfactor>0.95, Surge protection-2 kV, Multistage Isolated Constant Current-Constant Voltage operated driver with range 150-270V AC and Safety Extra Low Voltage Safe level<60V DC as per IEC standard. Luminaire lumen ≥ 2200 lm. Available in continuous as well as standalone configuration. Colour : 4000K | No. |  | R.O |  |  | 0 | 0
7.5 | 6W mirror light. | No. |  | 4 |  |  | 0 | 0
7.6 | 6WLED flexible strip light fixture for cove lighting of 5 mtr length. | No. |  | 6 |  |  | 0 | 0
7.7 | 20W 4 feet linear/patti light fixture. | No. |  | 5 |  |  | 0 | 0
7.8 | Atom LED Spotlight | No. |  | 10 |  |  | 0 | 0
7.9 | Linear profile luminaire with Black powder coated finish extruded aluminium housing. HET Plastic Diffuser. LED driver duly wired up to terminal block for easy installation and long service. Luminous efficacy not less than 100lm/W. CRI>80, IP20, Ambient temp-0 to 45DegC, Driver efficiency>80%, THD<15%, CCT- 4000K, 50,000 hrs @ L70 life, Powerfactor>0.9, Surge protection-2 kV, Multistage Isolated Constant Current-Constant Voltage operated driver with range 150-270V AC and Safety Extra Low Voltage Safe level<60V DC as per IEC standard. Luminaire lumen ≥ 1000lm. Available in continuous as well as standalone configuration. Variable length x 51mm W X 85 mm H Colour : 4000K | Meter |  | R.O |  |  | 0 | 0
7.1 | Linear profile luminaire with Black powder coated finish extruded aluminium housing. HET Plastic Diffuser. LED driver duly wired up to terminal block for easy installation and long service. Luminous efficacy not less than 100lm/W. CRI>80, IP20, Ambient temp-0 to 45DegC, Driver efficiency>80%, THD<15%, CCT- 4000K, 50,000 hrs @ L70 life, Powerfactor>0.9, Surge protection-2 kV, Multistage Isolated Constant Current-Constant Voltage operated driver with range 150-270V AC and Safety Extra Low Voltage Safe level<60V DC as per IEC standard. Luminaire lumen ≥ 1000lm. Available in continuous as well as standalone configuration. Variable length x 90mm W X 85 mm H Colour : 4000K | Meter |  | 35 |  |  | 0 | 0
| TOTAL PART - 7 | [5 empty] | 0 | 0

## Approved list of makes
Date | : 26.04.2024 / R1
Project | : Amul Office Space
Subject | : Approved list of makes - Electrical
S.No. | Item | Approved Makes
1 | ACB | L&T | Schneider | ABB | Siemens | Havells
2 | MCCB (Microprocessor Release) | L&T | Schneider | ABB | Siemens | L&T
3 | MCCB (With thermal Release) | L&T | Schneider | ABB | Siemens | L&T
4 | MCB & DB's | Hager | Schneider | ABB | Siemens | L&T
5 | ELCB & RCBO | Hager | Schneider | ABB | Siemens | L&T
6 | MPCB | Hager | Schneider | ABB | Siemens | L&T
7 | 1100V grade FRLS PVC insulated sheathed Copper conductor wires | KEI | Rajnigandha | Havells | Polycab | Power-flex
8 | 1100 V grade PVC insulated sheathed Copper conductor wires / cables | KEI | Rajnigandha | Havells | Polycab | Power-flex
9 | 1100 V grade XLPE insulated, PVC sheathed, armoured / un-armoured, aluminium / copper conductor cables. | KEI | Havells | Polycab | Rajnigandha | Power-flex
10 | 1100V grade PVC insulated, PVC sheathed Armoured / un-armoured, Aluminium / copper conductor cables | KEI | Havells | Polycab | Rajnigandha | Power-flex
11 | Moulded Socket Outlets | Scame | Menneks | Neptune | Legrand | Schneider
12 | Change Over Switch | H H Elcon | Control and switchgear | Socomec | Elmeasure | Indoasian
13 | Capacitor | L&T | Crompton Greaves | Ducati-Neptune | ABB
14 | Contactor | Telemecanique | Siemens | L&T | ABB | Havells
15 | FRLS PVC/PVC Conduits & accessories | Universal | National | BEC | Avon
16 | MS Conduits / GI | BEC | AKG | Gupta | NEC
17 | Switchs / Sockets-Modular type | Great White | Clipsal | M.K | Hager
18 | SPSR | Minilec | ABB | L&T
19 | OV & U/V Relays | L&T | ABB | Schneider | Minilec
20 | Timers | Siemens | Hager | Minilec | L&T
21 | Multifunction Meters | Rishab | Elmeasure | Schneider | Secur | HPL
22 | CT's Moulded | Kalpa | Gilbert Max well | Elmeasure
23 | KWH Meter | Rishab | Elmeasure | Schneider | Secur | HPL
24 | Indicatig Lamp/Push Buttons | L&T-Esbee | Seimens | Teknic | ABB
25 | Selector Switches | Seimens | L&T | ABB
26 | Lighting Fixtures | Philips | Regents | Panasonic | Divinity | Havells
27 | Decorative Light Fixture | Philips | Regent | Divinity | Purple Turtle | Trilux
28 | Raceways and Cable trays | Profab | OBO | Classic Engg | Pushpak | Lumens
29 | Electrical panels / Distribution Boards | Pace-Switchgear | S.V Karanth | Excellent | Lumens
30 | Surge Suppressor | Zotup | ASCO (Emmerson)
31 | Floor Boxes | MK India | MDS | Davis | Fraser-Techno
32 | Inverters | Zener | Consul-Neowatt | Powertronix | Foresight | Vertiv

## HVAC BOQ
Date | : 26.04.2024 / R1
Project | : AMUL OFFICE
Architect | : HIDECOR
Subject | : HVAC BOQ
Sl.No. | Description | Unit | Qty | Rate in INR |  | Amount in INR
|  |  |  | Supply | Installation | Supply | Installation | Remarks
| Supply, Installation, testing and commissioning of the following items including loading and unloading, shifting to location, and final testing after commissioning including air balancing to demonstrate satisfactory performance. |  |  |  |  | 0 | 0
VRV/VRF Outdoor Unit
1 | The outdoor unit shall consist of condenser coil with special coating for corrosion resistance, propeller fan with IP55 motor, Inverter Compressors , HP/LP switch all housed in a powder coated casing. The unit shall be provided with liquid line strainer, catchall drier, oil separator etc. The fan shall be selected for low noise and shall be provided with fan guard. Necessary topping up of the refrigerant to be included. Power shall be provided near each unit. AC Contractor shall include 50 Rmt of cabling from the power source to the outdoor unit and 3 Rmt to each indoor unit in his scope including if require MS / Civil pedastal. |  |  |  |  | 0 | 0
| Make: Daikin / Bluestar / Carrier |  |  |  |  | 0 | 0
i | 16HP ,for First floor Location @terrace | No.'s | 1 |  |  | 0 | 0
ii | 24 HP ,for Ground floor Location @terrace | No.'s | 1 |  |  | 0 | 0
| VRV/VRF Indoor Unit |  |  |  |  | 0 | 0
2 | The indoor unit shall comprise of cooling coil, evaporator blower and cleanable filter all housed in a powder coated sheet metal cabinet of robust construction. The electronic expansion valve and the thermostat shall be included. Required quantities of Refrigerant gas and oil shall be included. Nitrile rubber tubing shall be used for insulation of the Suction / Hot gas lines. Power shall be provided near each unit.All indoor units should be provided with corded remotes. AC Contractor shall include 5 Rmt of cabling from the power source to the indoor unit in his scope. |  |  |  |  | 0 | 0
| Make: Daikin / Bluestar / Carrier |  |  |  |  | 0 | 0
[6 empty] | 0 | 0
| High Wall Units |  |  |  |  | 0 | 0
i | 0.62TR/265 CFM - For | Nos. | RO |  |  | 0 | 0
ii | 1.0TR/325CFM - For Electrical room GF. | Nos. | 1 |  |  | 0 | 0
iii | 1.5 TR /450 CFM -For Breakout space 1F. | Nos. | 1 |  |  | 0 | 0
iv | 2.0 TR / 600 CFM | Nos. | RO |  |  | 0 | 0
[6 empty] | 0 | 0
| Cassette Units - 4 Way Cassette Compact type Multi flow |  |  |  |  | 0 | 0
i | 0.62TR / 325 CFM - For Cabin-2 GF, Charege GF,Cabin-4 1F | Nos. | 3 |  |  | 0 | 0
ii | 1.6TR / 450 CFM - For Cabin-1 GF,Cabin-3 1F,Arrival lounge 1F | Nos. | 3 |  |  | 0 | 0
Cassette Units - 4 Way Cassette Round flow
i | 2 TR / 600 CFM - For Work station GF,12 Pax Confrence GF, Workstarion 1F. | Nos. | 8 |  |  | 0 | 0
ii | 3.2 TR /855CFM - For Reception GF. | Nos. | 1 |  |  | 0 | 0
iii | 5 TR /1200 CFM - For 18 Pax Confrence room | Nos. | 2 |  |  | 0 | 0
3 | Supply and charging of R 410A / R407C / R32 Refrigerant Gas | Kg | 130 |  |  | 0 | 0
4 | Refnet joints as per manufacturer recommendation. | Nos. | 18 |  |  | 0 | 0
VRF / VRV units R410A / R407C Copper Piping
5 | Copper Refrigerant piping with 18G HD Copper pipes, insulated with specified thickness nitrile rubber tubings and joints sealed with black cotton tape. |  |  |  |  | 0 | 0
| Make: Mandev / Mexflow / Parasmani / Totaline. |  |  |  |  | 0 | 0
i | 1/4 " dia with 13 mm insulation | Rmt | 30 |  |  | 0 | 0
ii | 1/2 " dia with 13 mm insulation | Rmt | 45 |  |  | 0 | 0
iii | 3/4 " dia with 13 mm insulation | Rmt | 55 |  |  | 0 | 0
iv | 5/8 " dia with 13 mm insulation | Rmt | 145 |  |  | 0 | 0
v | 3/8 " dia with 13 mm insulation | Rmt | 131 |  |  | 0 | 0
vi | 7/8 " dia with 19 mm insulation | Rmt | 2 |  |  | 0 | 0
vii | 1-1/4 " dia with 19 mm insulation | Rmt | RO |  |  | 0 | 0
viii | 1-1/8 " dia with 19 mm insulation | Rmt | 60 |  |  | 0 | 0
ix | 1-3/8 " dia with 19 mm insulation | Rmt | 25 |  |  | 0 | 0
x | 1-5/8 " dia with 19 mm insulation | Rmt | RO |  |  | 0 | 0
[6 empty] | 0 | 0
6 | Communication cable between indoor and outdoor units of 2Cx1.5 Sqmm Cu. Cable placed in a 3/4" conduit. | Rmt | 350 |  |  | 0 | 0
| Make : Cables - Deepanjan / Varsha / Polycab, Conduits - National / Vahi |  |  |  |  | 0 | 0
DX type Hi wall unit with R410A / R407C Referigerant
7 | The out door unit shall consist of condenser coil, propeller fan with IP55 motor, Rotary Compressor, HP/LP switch all housed in a powder coated casing. The unit shall be provided with Expansion valve,liquid line strainer,catchall drier,thermostat etc, The fan shall be selected for low noise and shall be provided with fan guard. The unit shall be ceiling suspended or wall mounted in as shown in the drawing.
The indoor unit shall comprise of cooling coil, evaporator blower, Voltage Stabalizer, Remote Control and cleanable filter all housed in a powder coated sheet metal cabinet of robust construction. Required quantities of Refrigerant gas and oil shall be included.A Timer to provided by the vendor to shedule the runtime of the units.
Make - Bluestar / Carrier / Daikin
i | 1.0 TR / 300 CFM - | No.s | RO |  |  | 0 | 0
ii | 1.5 TR / 450 CFM - For Hub room 1F (1W + 1S) | No.s | 2 |  |  | 0 | 0
8 | SITC of Copper Refrigerant piping with 18G HD Copper pipes, insulated with specified thickness nitrile rubber tubings and joints sealed with black cotton tape Make - Mandev / Mexflow / Totaline.
i | 1/4 " dia (6.4 MM) with 13 mm insulation | Rmt | RO |  |  | 0 | 0
ii | 1/2 " dia (12.7 MM) with 13 mm insulation | Rmt | RO |  |  | 0 | 0
iii | 3/8 " dia (9.52 MM) with 13 mm insulation | Rmt | 25 |  |  | 0 | 0
iv | 5/8 " dia (15.88 MM ) with 13 mm insulation | Rmt | 25 |  |  | 0 | 0
9 | SITC of Communication cable between indoor and outdoor units of 2Cx1.5 Sqmm Cu. Cable placed in a 19mm conduit. Makes - Varsha / Polycab / Deepanjan | Rmt | 40 |  |  | 0 | 0
10 | MS base Frame Work for Dx Outdoor Unit | Kg's | 70 |  |  | 0 | 0
| Exhaust Fans,Drain Pump,PVC Pipe,Disc Valve & Cable Tray |  |  |  |  | 0 | 0
11 | Circular type inline fan consisting of back ward curved impeller which is factory matched to the corresponding dynamically balanced for vibration free operation for with necessary fixing arrangements. |  |  |  |  | 0 | 0
| Make : Systemair / Nicotra |  |  |  |  | 0 | 0
i | 300 CFM, TSP-15 mm for Ladies Toilet Exhaust | No. | RO |  |  | 0 | 0
12 | Supply & installation of single phase drain pump of following BTU capacity suitable to be installed to collect condensate drain from AC units to a suitable location. |  |  |  |  | 0 | 0
| Make : Aspen / Siccom |  |  |  |  | 0 | 0
i | 12000 BTU | No. |  |  |  | 0 | 0
ii | 18000 BTU | No. | 4 |  |  | 0 | 0
iii | 36000 BTU | No. |  |  |  | 0 | 0
[6 empty] | 0 | 0
13 | Drain piping using water quality pressure Ratings of SDR 11 (Class 1) CPVC Pipes as per IS 15778 : 2007 with fittings. |  |  |  |  | 0 | 0
| Make: Astral / Supreme / Ashirwad |  |  |  |  | 0 | 0
i | 50 mm dia | Rmt | 20 |  |  | 0 | 0
ii | 40 mm dia | Rmt | 40 |  |  | 0 | 0
iii | 32mm dia | Rmt | 60 |  |  | 0 | 0
iv | 25mm dia | Rmt | 130 |  |  | 0 | 0
14 | PVC Pipe with Accessories For Exhaust
Make: Astral / Supreme / Ashirwad
i | 200 mm dia | Rmt | RO |  |  | 0 | 0
ii | 150 mm dia | Rmt | RO |  |  | 0 | 0
iii | 100 mm dia | Rmt | RO |  |  | 0 | 0
iv | 50 mm dia | Rmt | RO |  |  | 0 | 0
vi | 32 mm dia | Rmt | RO |  |  | 0 | 0
15 | Disc valve consisting of frame and disc made of high quality GSS with powder coating and disc attached to the frame by threaded rod. Foam gasket should be sealed around the back of the frame to avoid any air leakage.
MAKE: Airmaster / Caryaire / Dynacraft / Systemair / Vedha
i | 150 mm dia | Nos | RO
16 | Non Vision grills for the toilet doors. The grills shall be supplied in two matching halves and shall match the door thickness. The grills shall be powder coated . | Sq.m | RO
MAKE: Airmaster / Caryaire / Dynacraft / Systemair / Vedha
[6 empty] | 0 | 0
17 | Supplying, laying and fixing of cable tray of following size complete with all accessories and necessary supporting arrangement in the form of threaded rod with slotted railing for indoor support to be considered. |  |  |  |  | 0 | 0
| Make: Cable tech / Pushpak / Elins |  |  |  |  | 0 | 0
i | Raceway 100mm x 100 mm | Rmt |  |  |  | 0 | 0
ii | Raceway 150mm x 100 mm | Rmt |  |  |  | 0 | 0
iii | Raceway 300mm x 100mm | Rmt | 30 |  |  | 0 | 0
[6 empty] | 0 | 0
| Total |  |  |  |  | 0 | 0
| Total ( Excluding GST) |  |  |  |  | 0

## SUMMARY FAPA & FE
Date | : 26.04.2024 / R1
Project | : Amul Office, Bangalore
Architect | : Hidecor
Subject | : FAPA & FIRE EXTINGUISHER - Summary
Summary
Part | Description | Supply Amount in INR | Install Amount in INR | Total Amount in INR
1 | Fire Alarm | 0 | 0 | 0
2 | Public Address | 0 | 0 | 0
4 | Signages | 0 | 0 | 0
5 | Fire extinguishers | 0 | 0 | 0
| TOTAL | 0 | 0 | 0
Assumptions & Exclusions
1 | New detectors are considered for the entire office.
2 | Taxes as applicable

## FAPA
Date | : 26.04.2024 / R1
Project | : Amul Office, Bangalore
Architect | : Hidecor
Subject | : FAPA BOQ
SL. No. | DESCRIPTION | UNIT | QTY | Supply | Installation | Supply | Installation | Remarks
|  |  |  | Rate in INR | Rate in INR | Amount in INR | Amount in INR
I | ANALOGUE ADDRESSABLE FIRE DETECTION AND ALARM SYSTEM
1 | Fire alarm control panel
| SITC of micro controller based Conventional fire alarm Panel with 4 zone capacity and it shall have the following specifications 16x2 Dot Matrix LCD display, 4 Class B Style ‘B ‘ or Style ’C’ initiating device circuit (IDC), All zones accept smoke detectors and normal open contact devices, Any zone can be configured as alarm or supervisory zone, 2 Class B notification appliance circuits (NAC), NAC shall be programmed as silenceable or non - silenceable, Supervisory zone shall be latching or resettable, Standby (battery) backup 24VDC power supply with built in charger, Error free Fire / Fault status in unambiguous colored LED indication, Lamp test facility, All field wiring circuits are power limited except 110 - 220VAC and battery, All field wiring circuits are supervised, Walk test facility, Zone isolation facility with loop voltage cut off, Earth fault annunciation facility at 0 ohms, AC low voltage cutoff, Programmable AC loss delay, Programmable alarm verification, Programmable trouble reminder complete with battery and accessories required as per specification and as complete.. Make: Ravel , Model RE2554 | Nos | 1 |  |  | 0 | 0
2 | Supply, Erection, Testing and Commissioning of Conventional Smoke detector of photo electric type with LED indicator, mounting base and Junction box and other accessories as required and Detectors shall be either UL listed / EN54 Complied etc., complete. (True ceiling) as per specification. Make: Ravel / System Sensor / Apollo | Nos | 2 |  |  | 0 | 0
Note: Necessary metal glands to be considered for detector termination at metal box.
3 | Supply, Erection, Testing and Commissioning of Conventional Smoke detector of photo electric type with LED indicator, mounting base and other accessories as required and Detectors shall be UL listed / EN 54 Complied etc., complete. (BFC) as per specification Make: Ravel / System Sensor / Apollo | Nos | 20 |  |  | 0 | 0
4 | Response indicator for all detectors located above false ceiling with 360* LED light for indication complete with required accessoires and as per specification | Nos | RO
5 | Supply, erection, Testing and Commissioning of Rate of Rise Heat sensor detector with standard base and fixing accessories. Detectors shall be UL listed / EN54 Complied etc., complete as per specification Make: Ravel / System Sensor / Apollo | Nos | RO
6 | Supply, erection, Testing and Commissioning of multi sensor detector (Smoke + Heat) with standard base and fixing accessories. Detectors shall be UL listed / EN54 Complied etc., complete as per specification Make: Ravel / System Sensor / Apollo | Nos | RO
7 | Supply, erection, Testing and Commissioning of sounder with strobe wall/ ceiling mounted type rated at 82 dBA @ 3m for Audible annunciation and 75cd flashing at 1 Hz for visual indication. The quoted rate shall include all necessary accessories to fix the sounder. Make: System Sensor / Ravel | Nos | 2 |  |  | 0 | 0
8 | Supply, erection, Testing and Commissioning of Single action Manual pull station having an integrally mounted relay type switch that monitors and reports contact status. The quoted rate shall include all necessary accessories to fix the device. At desired location. Make: Ravel / System Sensor / Palex / Agni | Nos | 2 |  |  | 0 | 0
9 | Supplying, installing, testing and commissioning of PVC (FRLS) insulated copper conductor, aluminium armoured cable confirming to IS standards and specifications with complete accessories required to fix on wall ceiling / false ceiling / open clamping / existing cable tray , trunking. Make; Polycab
| a) 2 core x 1.5 Sq.mm Copper conductor , Aluminium armoured cable | Rmt | 350 |  |  | 0 | 0
| T O T A L - Part I | Rs. |  |  |  | 0 | 0
II | PUBLIC ADDRESS SYSTEM
P.A. Controller
1 | Supply,installation ,testing & Commissioning of Pre / mixer amplifier with follwoing specifications and features like and not limited to Frequency response 70Hz to 18kHz (+1/‑3dB @‑10dB ref. rated output), Distortion <1% @ rated output power, 1kHz Bass control +/-12dB (frequency is setting dependent) , Treble control +/-12dB (frequency is setting dependent) , On/off switch, Power on LED, Volume knobs for mic/line inputs, Background music source selector, Volume knob for music, Four zone selector buttons, Knob for treble gain level, Knob for bass gain level, Master volume knob, LED VU meter for master output & head phone socket on front panel with required accessoris and complete as per specifications. Make: Bosch / Ahuja | Nos | 1 |  |  | 0 | 0
2 | Mic
| Public address system wired Microphone with following specifications and complete as per standard for PA ssytem Professional Performance Microphone, Supercardioid Characteristics, Noiseless Switch Operation, Quick Detachable Microphone Holder Frequency Response 50-15,000Hz, Sensitivity 2.5mV/Pa, Impedance 600Ω, Sensitivity 2.5mV/Pa, Switch High Quality Magnetic On/Off Switch for noise-free switching , Body : Die-cast zinc body in attractive finish Make: Bosch / Ahuja | Nos | 1 |  |  | 0 | 0
3 | Speakers
a | 6W Ceiling Speaker with max SPL1M/6W 95dB . Frequency response of125Hz – 16kHz with a dispersion angle of 160 deg. The speaker should have tappings at 6W/3W/1.5W. Considered tapping at 3 watt for all the areas | Nos | 18 |  |  | 0 | 0
b | 6W Wall mount with max SPL1M/6W 96dB . Frequency response of 110 Hz ~13K Hz. The speaker shoud have tappings at 6W/3W | Nos | 1 |  |  | 0 | 0
4 | Supplying, installing, testing and commissioning of 2 core x 1.5sq.mm Screened Microphone cable or MIC flexible cable, black/Grey matt finish PVC low noise cable with tinned copper screening. High quality mic cable for Public Announcement. For wall mounted / intercomm speaker.(FRLS) | Rmt | 350 |  |  | 0 | 0
| T O T A L - Part II | Rs. |  |  |  | 0 | 0
III | SIGNAGES
1 | Fire Exit Signage - LED Display | Nos. | 8 |  |  | 0 | 0
2 | Fire escape route plan in size of 20"x24"sheet with removable dual sided Acrylic sandwich board should 12 mm minimum (6+6mm) with 8 steels studs | Nos. | 2 |  |  | 0 | 0
| T O T A L - Part III | Rs. |  |  |  | 0 | 0

## FIRE EXTINGUISHERS
Date | : 26.04.2024 / R1
Project | : Amul Office, Bangalore
Architect | : Hidecor
Subject | : Fire extinguishers BOQ
Sl.No | DESCRIPTION | Unit | Total Qty | Supply Rate in INR | Installation Rate in INR | Supply amount in INR | Installation Amount in INR in INR | Remarks
6 | FIRE EXTINGUISHERS
Supplying, installing and commissioning Portable Fire extinguishers of following type & capacity with valid latest IS standards.
Make: Intime / Safex / Safepro
6.1 | Carbon-di- oxide type fire extinguisher of 2 kgs. Capacity, CO2 gas filled in brand new seamless cylinder with powder coated finish, made out of Manganese steel, with wheel type valve, discharge nozzle, bend & horn, signages etc. complete, | Nos | 2 |  |  | 0 | 0
6.2 | Carbon-di- oxide type fire extinguisher of 4.5 kgs. Capacity, CO2 gas filled in brand new seamless cylinder with powder coated finish, made out of Manganese steel, with wheel type valve, discharge nozzle, bend & horn, signages etc. complete, | Nos | R.O
6.3 | MAP Based ABC powder type fire extinguisher of 6 Kgs. Capacity, with initial filling in brand new cylinder with powder coated finish, fitted with Gun metal union, high pressure CO2 gas cartridge, discharge hose, signages etc. complete, | Nos | 5 |  |  | 0 | 0
6.4 | MAP based ABC powder type fire extinguisher of 2 Kgs. Capacity, with initial filling in brand new cylinder with powder coated finish, fitted with Gun metal union, high pressure CO2 gas cartridge, discharge hose, signages etc. complete, | Nos | R.O
6.5 | 5Kgs Ceiling mounted modular fire extinguisher Capacity, with initial filling in brand new cylinder with powder coated finish, fitted with Gun metal union, high pressure Clean agent gas cartridge, discharge hose, etc as per specification as required and complete with ceiling mounted hardwares and accessories | Nos | 1 |  |  | 0 | 0
6.6 | 5Kgs Ceiling mounted modular fire extinguisher Capacity with initial filling in brand new cylinder with powder coated finish, fitted with Gun metal union, MAP based ABC powder type , etc as per specification as required complete with ceiling mounted hardwares and accessories | Nos | R.O
6.7 | Floor mounting stand for keeping Fire extinguishers in the office areas with M.S. powder cated finish of approved color. Size shall be suitable to any type of Fire extinguisher. | Nos | 8 |  |  | 0 | 0
| T O T A L - Part VI |  |  |  |  | 0 | 0

## SUMMARY OF IT WORKS
Date | : 26.04.2024 / R1
Project | : Amul Office
Architect | : Hidecor
Subject | : CCTV BOQ
| CCTV SYSTEM | Suuply Amount | Installation Amount | Total
1 | CCTV system | 0 | 0 | 0
| Grand Total | 0 | 0 | 0

## CCTV BOQ
Date | : 26.04.2024 / R1
Project | : Amul Office
Architect | : Hidecor
Subject | : CCTV BOQ
Sl.No | DESCRIPTION | Unit | Total Qty | Supply Rate in INR | Installation rate in INR | Supply amount in INR | Installation Amount in INR in INR | Remarks
A | CCTV SYSTEM
1 | 2MP HD Dome IP Indoor D/N Color Camera with IR LED - 20 mtrs. (Considered only for reception, IDF rooms, electrical room, fire exit staircase) | Nos | 4 |  |  | 0 | 0
Make: Hikvision
2 | Supply, installation, testing and commissioning of 8 Channel 2 SATA HD NVR with all necessary accessories as complete. | Nos | 1 |  |  | 0 | 0
Make: Hikvision
3 | 6TB Surveillance Hard Disk (Storage at Client server) | Nos | 2 |  |  | 0 | 0
Make: Segate / Equivalent
4 | Towards SITC of 32 inch color LED monitor. | Nos | 1 |  |  | 0 | 0
Make: Samsung / LG / Equivalent
5 | Towards supply and laying of 25 mm PVC conduit along with the required accessories. | Nos | 150 |  |  | 0 | 0
Make: VIP / PRECISION/Equivalent
6 | Towards supply and laying of CAT-6 UTP Cable. | Nos | 180 |  |  | 0 | 0
Make: Dlink / Comscope / Equivalent
7 | Towards supply and installation of 8 Port Network POE switch. | Nos | 1 |  |  | 0 | 0
Make: Dlink /Equivalent
8 | Supply of 9 U Rack with All Fittings | Nos | R.O
Make: Reputed /Equivalent
9 | Supply of Patch Cable cat 6 - 2m | Nos | 8 |  |  | 0 | 0
Make: Dlink /Equivalent
10 | Supply of I/O with face plate | Nos | 8 |  |  | 0 | 0
Make: Dlink /Equivalent
11 | Testing & commissioning | LS | 1 |  |  |  | 0
| TOTAL FOR PART - A |  |  |  |  | 0 | 0

## Access control
Date | : 26.04.2024 / R1
Project | Amul
Architect | : Hidecor
Subject | : ACS BOQ (IN & OUT READER)
SL No | ITEM DISCRIPTIONS | UNITS | MAKE | Qty | Supply Rate | Supply Amount | Installation Rate | Installation Amount | Remarks
1 | ESSL | F22 Standalone WIFI Device Biometric | Nos | 2 |  | 0 |  | 0
2 | ESSL | F12 Exit Slave Device | Nos | 2 |  | 0 |  | 0
3 | ESSL | EM Lock 600LBS | Nos | 3 |  | 0 |  | 0
4 | ESSL | L Brack | Nos | 3 |  | 0 |  | 0
5 | Custom | Power Supply | Nos | 2 |  | 0 |  | 0
6 | Custom | 4C cable for Lock | Mtrs | 30 |  | 0 |  | 0
7 | Pvc conduits 25mm dia | VIP | Mtrs | 30 |  | 0 |  | 0
[6 empty] | 0 |  | 0

## NETWORKING
BILL OF MATERIALS FOR IT NETWORKING
Sl. No. | Make | Description | UOM | Quantity | Supply Rate | Supply Amount | Installation Rate | Installation Amount | Remarks
A |  | Supply of Passive Components
1 | Commscope | Cat 6 - 4 Pair UTP - PVC Cable (305 Mtrs/Box) | Boxes | 12 |  | 0 |  | 0
2 | Commscope | Cat 6 Information Outlet - for user end & Rack End | Nos | 124 |  | 0 |  | 0
3 | Commscope | Cat 6 , 1U 24 Port ,Loaded patch Panel | Nos | 4 |  | 0 |  | 0
4 | Commscope | Cat 6 UTP Patch Cord 1 ft for rack end | Nos | 52 |  | 0 |  | 0
5 | Commscope | Cat 6 UTP Patch Cord 7ft for User end | Nos | 52 |  | 0 |  | 0
6 | Commscope | Single port /Dual Faceplate | Nos | 52 |  | 0 |  | 0
7 | OEM | Back Box | Nos
8 | OEM | 1'' PVC Casing | Mtrs
9 | MASS RACK/ NET RACK | 22U floor mount Rack | Nos | 1 |  | 0 |  | 0
[6 empty] | 0 |  | 0
Grand Total for Supply & Installation | [7 empty] | 0

## EPBAX
Bill of Materials for EPBAX Systems
Sl # | Make | Description | Units | Qty. | Unit Rate | Amount | Remark
[5 empty] | INR | INR
1 | NEC | IP/ISDN and Unified Communication Capabilities : Configured for: 02 Trunk Lines, 1 Digital Extensions, 24 CLI Based Analogue SLT Extensions Features : Inbuilt 3 Level DISA/DOSA/OGM Remote IP and Smart Phone Extensions Compatibility IP/ ISDN /TDM – Compatibilities Built in-Networking Facilities (Q sig, ARS on VOIP Multi Conferencing Facilities up to 32 Party 32 Bit Microprocessor Power Failure Transfers Built In 10/100 Ethernet Port for Computer Telephony Integration Built in USB Port for management Applications Built in Battery Interface port to connect external Batteries Built In LCR and ARS Facilities Auth code and Walking Class of service facilities SMDR/CDR for Call Tracking Facilities | Nos | 1 |  | 0
2 | NEC | Features Digital Corded Phone, Speakerphone , 3-Line LCD Display, Message Waiting LED, Alphanumeric Directory Search, Extra Device Port (XDP), Digital Extra Device Port (DXDP), Handset Mute Function, 2.5mm Headset Jack, Handset/SP- Phone Volume Control H/S:4,SP:12, Off Hook Call Announcement, Feature Access, (Out-going) Call Log, (In-coming) Call Log , 24-Programmable Keys, Speed Dial, 7 Step Tilt Angle, 4 Soft Keys | Nos | 1 |  | 0
3 | Beetel | Corded Landline Phone, Ringer Volume Control, LED for Ring Indication, Wall/Desk Mountable, Classic Design, Clear Call Quality, Mute/Pause/Flash/Redial Function | Nos | 23 |  | 0
4 | NA | One time Installation, Programming charges system side | Nos | 1 |  | 0
5 | NA | Supply & Laying of 2 pair Telephone Cable | Mtrs | 900 |  | 0
6 | NA | Supply & Installation of RJ 11 Information Outlet with Face Plate | Nos | 24 |  | 0
7 | NA | Supply & Installation of 50 Pair Krone MDF with Conneters | Set | 1 |  | 0
Total for Supply & Installation Exclusive of GST | [5 empty] | 0